## Spare part
Material | Material Description | Base Unit of Measure | Physical Stock | Specification | Stock at Branch | System | Sub System | Category | Image
3200082720 | PACKING | EA | 183 | 7D/4D,T=1.78,FOR CAPILLARY | Delhi |  |  | Semifinished Product - AP | 3200082720.jpg
3030053470 | O-RING, P3 | EA | 14 | NA | Delhi |  |  | Raw Material - AP | 3030053470.png
3030053312 | O-RING, P8 | EA | 58 | NA | Delhi |  |  | Raw Material - AP | 3030053312.png
3030053472 | O-RING, W | EA | 83 | FPM FOR SOLENOID VALVE (ADV-2-5) | Delhi |  |  | Raw Material - AP | 3030053472.png
3200082617 | PACKING | EA | 60 | . =001=FOR CAPILLARY | Delhi |  |  | Semifinished Product - AP | 3200082617.jpg
3030053468 | O RING, JISB2401, P9, FPM | EA | 82 | NA | Delhi |  |  | Raw Material - AP | 3030053468.png
3200082144 | O-RING | EA | 33 | JISB2401 P5 (TEFLON) | Delhi |  |  | Raw Material - AP | 3200082144.jpg
3200460272 | O-RING | EA | 23 | JISB2401 P 39 (FPM TEFLON COATED) 10PC | Delhi |  |  | Finished Product - AP | 3200460272.jpg
3014053510 | FILTER SET | EA | 89 | ENGLISH(GB) | Delhi |  |  | Finished Product - AP | 3014053510.jpg
3200082182 | PLUNGER SHEET | EA | 91 | JHSR-119 FOR MV-11-1,MV-16 | Delhi |  |  | Raw Material - AP | 3200082182.jpg
3030049439 | O-RING, P4 | EA | 2 | B2401 P4 FPM | Delhi |  |  | Raw Material - AP | 3030049439.png
3200082157 | PACKING, SHEET | EA | 68 | FOR MV-16,MV-11-1 FPM 83-4571-02-1 | Delhi |  |  | Raw Material - AP | 3200082157.jpg
3200082124 | O-RING, MV-9 | EA | 90 | NA | Delhi |  |  | Raw Material - AP | 3200082124.jpg
3200082123 | SHEET | EA | 90 | FOR MV-9 JHSR-068 FPM | Delhi |  |  | Raw Material - AP | 3200082123.jpg
3200082146 | O-RING P-10 | EA | 32 | NA | Delhi |  |  | Raw Material - AP | 3200082146.jpg
3030053475 | O-RING | EA | 22 | JISB2401 P 3 (FPM TEFLON COATED) | Delhi |  |  | Raw Material - AP | 3030053475.png
3200082125 | DISK SHEET | EA | 59 | NA | Delhi |  |  | Raw Material - AP | 3200082125.jpg
3200082204 | FILTER ELEMENT | EA | 30 | PA- 5L | Delhi |  |  | Raw Material - AP | 3200082204.jpg
3200082166 | SHEET PACKING | EA | 40 | JHSR-068-2 UV-2-3H | Delhi |  |  | Raw Material - AP | 3200082166.jpg
3200271735 | O-RING | EA | 1 | JISB2401 P 39 (FPM TEFLON COATED) | Delhi |  |  | Raw Material - AP | 3200271735.jpg
3200043739 | O RING, JISB2401, P4, VITON, 10PCS/SET | EA | 16 | NA | Delhi |  |  | Finished Product - AP | 3200043739.jpg
3012165130 | WASHER, HF | EA | 50 | NA | Delhi |  |  | Semifinished Product - AP
3200082154 | ELEMENT | EA | 33 | NA | Delhi |  |  | Raw Material - AP | 3200082154.jpg
3200082588 | PACKING, HF | EA | 42 | HEATED FILTER, MEXA-9000D | Delhi |  |  | Semifinished Product - AP | 3200082588.jpg
3012120618 | FILTER ELEMENT-P | EA | 43 | LC-240 | Delhi |  |  | Semifinished Product - AP | 3012120618.jpg
3012323881 | PACKING | EA | 2 | 21.5/18/T1 | Delhi |  |  | Semifinished Product - AP | 3012323881.jpg
3200082420 | FITTING | EA | 4 | NA | Delhi |  |  | NA | 3200082420.jpg
3200082486 | JOINT, 6D*6L, RUBBER | EA | 75 | =005=(6X6L) | Delhi |  |  | NA | 00012231401.jpg
3200840227 | FILTER ELEMENT | EA | 32 | NA | Delhi |  |  | Semifinished Product - AP
3011031819 | TUBE | M | 7 | 6.0X15.0(Q BLACK) | Delhi |  |  | Raw Material - AP | 3011031819.jpg
3200271394 | PORT FILTER | EA | 3 | NA | Delhi |  |  | Semifinished Product - AP | 3200271394.jpg
3012123353 | CAP | EA | 40 | NA | Delhi |  |  | Semifinished Product - AP
3014056098 | CAPILLARY | EA | 23 | SA-060-RJ | Delhi |  |  | Semifinished Product - AP | 3014056098.jpg
3030053469 | O RING, JISB2401, P5, FPM | EA | 16 | NA | Delhi |  |  | Raw Material - AP | 3030053469.png
3200082219 | DIAPHRAGM | EA | 35 | PHS-40 NO.943064-05-0 | Delhi |  |  | Raw Material - AP | 3200082219.jpg
3200412813 | DIAPHRAGM | EA | 7 | NO.11222-00-2 (FOR PDS-60P-2) | Delhi |  |  | NA
3200082119 | O-RING, P4 | EA | 18 | JISB2401 P-4 (FPM TEFLON COATED) | Delhi |  |  | Raw Material - AP | 3200082119.jpg
3200082228 | TUBE | EA | 159 | N4.8X1.6 FOR SR25 92025503 (NOVOPRENE) | Delhi |  |  | Raw Material - AP | 3200082228.jpg
3200082505 | L-FITTING | EA | 6 | NA | Delhi |  |  | Semifinished Product - AP | 3200082505.jpg
3200082289 | FILTER | EA | 18 | 30D X 1.66T, FILTRATION 2MICRON | Delhi |  |  | Semifinished Product - AP | 3200082289.jpg
3200044098 | TUBE | EA | 7 | FOR SR25 | Delhi |  |  | Finished Product - AP | 3200044098.jpg
3200082162 | O-RING | EA | 24 | JISB2401 P 8 (FPM TEFLON) | Delhi |  |  | Raw Material - AP | 3200082162.jpg
3200082250 | DIAPHRAGM | EA | 12 | DA-40S 2PCS NO.21840064 T=2.0 | Delhi |  |  | Raw Material - AP | 3200082250.jpg
3200082483 | JOINT | EA | 7 | FPM, 6 X 5L | Delhi |  |  | Semifinished Product - AP | 3200082483.jpg
3200082245 | VALVE ASSY | EA | 20 | DA-40S(S)4PCS NO.20950062 | Delhi |  |  | Raw Material - AP | 3200082245.jpg
3200082616 | JOINT,RUBBER | EA | 2 | NA | Delhi |  |  | Semifinished Product - AP | 3200082616.jpg
3030049440 | O-RING, G50 | EA | 8 | JISB2401 G 50 (FPM) | Delhi |  |  | Raw Material - AP | 3030049440.png
3200711218 | DRAIN SEPARATOR ASM | EA | 32 | SEPARATOR A+B FOR M-7000 OVN | Delhi |  |  | Semifinished Product - AP | 3200711218.jpg
3200082506 | FITTING | EA | 27 | NA | Delhi |  |  | NA | 3200082506.jpg
3200082177 | O-RING | EA | 57 | JISB2401 P25 (EPDM) | Delhi |  |  | Raw Material - AP | 3200082177.jpg
3904000079 | Calibration Gas Canister | EA | 63 | NA | Delhi |  |  | Finished Product - AP
3012167286 | FILTER ASSY, 400MESH, W/ O RING P8 | EA | 37 | NA | Delhi |  |  | Semifinished Product - AP | 3012167286.jpg
3030021559 | FILTER, DFU9922-05-DQ | EA | 9 | DFU9922-05-DQ | Delhi |  |  | Raw Material - AP | 3030021559.png
3030049433 | O-RING, P22 | EA | 29 | B2401 P22 (FPM) | Delhi |  |  | Raw Material - AP | 3030049433.png
3200082246 | FILTER ASSY | EA | 10 | NA | Delhi |  |  | Raw Material - AP | 3200082246.jpg
3200082603 | PACKING | EA | 15 | FOR DEOZONATOR | Delhi |  |  | Semifinished Product - AP | 3200082603.jpg
3011023309 | O-RING | EA | 6 | NOK S46 (FPM) | Delhi |  |  | Raw Material - AP | 3011023309.jpg
3200023277 | RPM UNIT(OPT) | EA | 26 | MEXA-584L RPM | Delhi |  |  | Finished Product - AP | 3200023277.jpg
3200043763 | TUBE | EA | 25 | TUBE FOR EXHAUST, 5.0*8.0 | Delhi |  |  | Finished Product - AP | 3200043763.jpg
3200082145 | O-RING P-9 | EA | 18 | NA | Delhi |  |  | Raw Material - AP | 3200082145.jpg
3200082694 | JOINT | EA | 3 | 6X10S | Delhi |  |  | Semifinished Product - AP | 3200082694.jpg
3200412812 | U SEAL | EA | 2 | NO.11222-00-1 (FOR PDS-60P-2) | Delhi |  |  | NA
3200507185 | INSULATION SHEET | EA | 3 | PTH-PZPT0034TR (T=0.4MM) | Delhi |  |  | NA
3014060447 | CAPILLARY | EA | 27 | SA-151M-WJ | Delhi |  |  | Semifinished Product - AP | 30140604471.jpg
3030053461 | O-RING, P21 | EA | 4 | B2401 P21 FPM | Delhi |  |  | NA | 3030053461.png
3200082147 | O-RING, P-21 | EA | 19 | NA | Delhi |  |  | Raw Material - AP | 3200082147.jpg
3200082247 | PACKING | EA | 16 | DA-40S(S)4PCS O-RING NO.0009202 | Delhi |  |  | Raw Material - AP | 3200082247.jpg
3030053448 | O-RING, P26 | EA | 14 | B2401 P26 (FPM) | Delhi |  |  | Raw Material - AP | 3030053448.png
3200082641 | F.PACKING | EA | 12 | NA | Delhi |  |  | Semifinished Product - AP | 3200082641.jpg
3200082693 | HOLD PLATE | EA | 4 | NA | Delhi |  |  | Semifinished Product - AP | 3200082693.jpg
3012201402 | L-JOINT | EA | 1 | NA | Delhi |  |  | Semifinished Product - AP | 3012201402.JPG
3200082220 | DIAPHRAGM | EA | 15 | NO.943064-02-0 FOR PHS-40P | Delhi |  |  | Raw Material - AP | 3200082220.jpg
3200082238 | PACKING | EA | 6 | FOR SOLENOID VALVE EX-01,03 FKM,JHSR-161 | Delhi |  |  | Raw Material - AP | 3200082238.jpg
3200082415 | FILTER SEAL | EA | 16 | PROBE (FPM 60) | Delhi |  |  | Semifinished Product - AP | 3200082415.jpg
3200082692 | PACKING | EA | 3 | DETPACKING CLA-7X0,DIA44X1T | Delhi |  |  | Semifinished Product - AP | 3200082692.jpg
3200082701 | DO PACKING | EA | 12 | DO-720A/CLA-72XA | Delhi |  |  | Semifinished Product - AP | 3200082701.jpg
3012167285 | FILTER P8 | EA | 2 | =001=SET H0514968001(1000MESH) | Delhi |  |  | NA
3200043764 | TUBE | EA | 20 | TUBE FOR SAMPLING, GREEN COLOR 5/7 | Delhi |  |  | Finished Product - AP | 3200043764.jpg
3200082240 | O-RING | EA | 5 | JIS B 2401 P4-N 4DETP | Delhi |  |  | Raw Material - AP | 3200082240.jpg
3200281199 | O-RING | EA | 2 | JISB2401 P 32 (FPM TEFLON COATED | Delhi |  |  | Raw Material - AP | 3200281199.jpg
3200367172 | MAINTENANCE KIT | EA | 4 | NA | Delhi |  |  | NA | 3200367172.jpg
3200811648 | DIAPHRAGM SET | EA | 17 | FOR HTP-3X6P(DIAPHRAGM,PACKING,SCREW) | Delhi |  |  | Raw Material - AP
3012121246 | TUBE, FLEXIBLE | EA | 20 | 250L SUS304 | Delhi |  |  | Semifinished Product - AP | 3012121246.jpg
3030053414 | O RING, JISB2401, P6, FPM | EA | 3 | NA | Delhi |  |  | Raw Material - AP | 3030053414.png
3200082475 | FILTER | EA | 7 | DIA:8 10MICRON T1.5-1.8 FILTER | Delhi |  |  | Semifinished Product - AP | 3200082475.jpg
3200082864 | CAPILLARY | EA | 16 | SA-181-J | Delhi |  |  | Semifinished Product - AP | 3200082864.jpg
3012131851 | ELEMENT 1 | EA | 8 | CELMET #5 5T(NI-CR) D8 | Delhi |  |  | NA
3011000843 | BOLT,HEXAGON HEADED | EA | 20 | NA | Delhi |  |  | Semifinished Product - AP
3030049525 | PAN HEAD SCREW | EA | 20 | NA | Delhi |  |  | Semifinished Product - AP
3011012166 | O-RING, W | EA | 11 | FOR SV, ADV-2-05 (FPM TEFLON COATED) | Delhi |  |  | Raw Material - AP | 3011012166.jpg
3011012178 | O-RING | EA | 4 | B2401 P-6 (FPM TEFLON COATED) | Delhi |  |  | NA | 30110121781.jpg
3011030873 | VALVE UNIT | EA | 5 | NA | Delhi |  |  | Raw Material - AP | 3011030873.jpg
3030049444 | O-RING, G40 | EA | 19 | B2401 G40 (FPM) | Delhi |  |  | Raw Material - AP | 30300494441.png
3030053401 | O-RING, P20 | EA | 3 | B2401 P20 FPM | Delhi |  |  | Raw Material - AP | 3030053401.png
3030053806 | O RING, JISB2401, P40, FPM | EA | 17 | NA | Delhi |  |  | Raw Material - AP | 3030053806.png
3200082293 | HOLDER CAP | EA | 6 | FKM | Delhi |  |  | Semifinished Product - AP | 3200082293.jpg
3200082673 | PACKING | EA | 20 | FOR FIA-222 | Delhi |  |  | Semifinished Product - AP | 3200082673.jpg
3200082878 | CAPILLARY | EA | 17 | SA-300-NJ | Delhi |  |  | Semifinished Product - AP | 3200082878.jpg
3200449386 | THERMOSTAT | EA | 19 | 82N1812A230 | Delhi |  |  | Raw Material - AP | 3200449386.jpg
3011036678 | REGULATOR | EA | 15 | UA14-L602-AV | Delhi |  |  | Raw Material - AP | 3011036678.jpg
3030049451 | O RING, S15, FPM | EA | 11 | NA | Delhi |  |  | Raw Material - AP | 3030049451.png
3200082786 | CLA-700DET | EA | 18 | CLA-750/755 | Delhi |  |  | Semifinished Product - AP | 3200082786.jpg
3011023547 | FILTER | EA | 15 | 12 X 1.7T, 40 MICRON | Delhi |  |  | Raw Material - AP | 3011023547.jpg
3030049419 | O-RING | EA | 37 | AS568-017 FPM | Delhi |  |  | Raw Material - AP | 3030049419.jpg
3030053313 | O RING, JISB2401, P16, FPM | EA | 15 | JISB2401 P16 (FPM) | Delhi |  |  | Raw Material - AP | 3030053313.jpg
3200082697 | SHEET | EA | 12 | TEFLON, T0.5, FOR DRAIN SENSOR | Delhi |  |  | Semifinished Product - AP | 3200082697.jpg
3200043740 | O-RING, G50 | EA | 7 | JISB2401 G 50 (FPM) 10PCS/SET | Delhi |  |  | Finished Product - AP | 3200043740.jpg
3200044055 | DIAPHRAGM | EA | 10 | HTP-30 NO.F22167 | Delhi |  |  | Finished Product - AP | 3200044055.jpg
3200082148 | O-RING | EA | 12 | NOK S 3 (FPM TEFLON COATED) | Delhi |  |  | Raw Material - AP | 3200082148.jpg
3200082297 | FILTER | EA | 11 | SUS304 11D 400MESH | Delhi |  |  | NA
1000082386 | linear actuator SL95 Hall-Sensor Hanning | EA | 2 | NA | Delhi |  |  | Raw Material - EMEA
1300089730 | corrosion protection wax Anticorit BW366 | EA | 28 | NA | Delhi |  |  | Semifinished Product - AP
3012243260 | JOINT-L | EA | 13 | NA | Delhi |  |  | Semifinished Product - AP
3011029058 | GASKET | EA | 15 | DOP-40D NO.02925 | Delhi |  |  | Raw Material - AP | 3011029058.jpg
3014056120 | CAPILLARY | EA | 20 | SA-171-XJ | Delhi |  |  | Semifinished Product - AP | 3014056120.jpg
3200062888 | FILTER ELEMENT | EA | 3 | SF-01 NH3 SCRUBBER 25pcs | Delhi |  |  | Finished Product - AP | 3200062888.jpg
3200082153 | O RING, S36, FPM | EA | 14 | NA | Delhi |  |  | Raw Material - AP | 3200082153.jpg
3200082380 | PACKING | EA | 14 | .=007=CVS JIS5K 4B | Delhi |  |  | Semifinished Product - AP | 3200082380.jpg
3200082595 | PACKING | EA | 8 | .=002= FMA-125 | Delhi |  |  | Semifinished Product - AP | 3200082595.jpg
3200082615 | PACKING | EA | 15 | O.D.15/I.D.9 T1.0 FPM | Delhi |  |  | Semifinished Product - AP | 3200082615.jpg
3200654072 | O-RING | EA | 15 | JISB2401 P 10A (KALREZ 4079) | Delhi |  |  | Raw Material - AP | 3200654072.jpg
3011017423 | O-RING | EA | 18 | JISB2401 P 10A (FPM TEFLON COATED) | Delhi |  |  | NA
3012165308 | PACKING | EA | 9 | .=003=DIA3.9XDIA2.3 | Delhi |  |  | Semifinished Product - AP | 3012165308.jpg
3014022788 | CAPILLARY | EA | 12 | SA-180-NJ | Delhi |  |  | Semifinished Product - AP | 3014022788.jpg
3014055130 | PREFILTER | EA | 14 | MEXA-GE | Delhi |  |  | Finished Product - AP | 30140551303.jpg
3014059624 | AIR FILTER | EA | 10 | MEXA-XXXJ/JU/JE | Delhi |  |  | Semifinished Product - AP | 3014059624.jpg
3030049437 | O-RING, P12 | EA | 14 | B2401 P12 FPM | Delhi |  |  | NA | 3030049437.png
3200044012 | DUST FILTER ASSY, 1-6MICRON, 10G | EA | 7 | 1-6MICRON, 10G | Delhi |  |  | Finished Product - AP | 3200044012.jpg
3200044374 | PRESSING F | EA | 11 | MEXA-J | Delhi |  |  | Finished Product - AP | 3200044374.jpg
3200082170 | SHEET | EA | 5 | JHSR-046 MV-17 FPM | Delhi |  |  | Raw Material - AP | 3200082170.jpg
3200082645 | CATALYZER DO | EA | 5 | DIA26X50L | Delhi |  |  | Semifinished Product - AP | 3200082645.jpg
3200082695 | F PACKIG | EA | 10 | DO-22-1/DO-22-2/DO-21 | Delhi |  |  | Semifinished Product - AP | 3200082695.jpg
3030021208 | HOSE CLIP | EA | 8 | NA | Delhi |  |  | NA
3200082647 | JOINT, RUBBER | EA | 3 | NA | Delhi |  |  | Semifinished Product - AP
1000087823 | Cam_Followers_KRV_30_PPA_SKF | EA | #N/A | NA | Delhi |  |  | Semifinished Product - AP
3200082705 | JOINT | EA | 13 | MEXA DRAIN SENSOR | Delhi |  |  | NA | 0001159803.jpg
3010031366 | THERMAL FUSE | EA | 7 | G4A50098C | Delhi |  |  | Raw Material - AP | 3010031366.jpg
3030021286 | TUBE | EA | 3 | NA | Delhi |  |  | NA | 3030021286.jpg
3200043702 | O RING, JISB2401, P22, FPM, 10PCS/SET | EA | 10 | NA | Delhi |  |  | Finished Product - AP | 3200043702.jpg
3200044052 | VALVE ASSY | EA | 10 | (BALL, SPRING) 4PCS/SET EX-71D | Delhi |  |  | Finished Product - AP | 3200044052.jpg
3200082636 | COM PACKING | EA | 10 | FOR CLA-XXX | Delhi |  |  | Semifinished Product - AP | 3200082636.jpg
3200082890 | CATALYST | EA | 5 | NA | Delhi |  |  | Semifinished Product - AP | 3200082890.jpg
3200044251 | FILTER ELEMENT | EA | 3 | FILTER ELEMENT | Delhi |  |  | Finished Product - AP
3200449064 | FILTER ELEMENT | EA | 13 | 4UC-3146-000 2MICRO METER 1PC | Delhi |  |  | Semifinished Product - AP
3011033237 | O RING | EA | 6 | P18 FPM(V10) FOR PHS-40P EMS MEXA 7000 / One Series | Delhi |  |  | Raw Material - AP | 30110332372.jpg
3014056137 | CAPILLARY | EA | 11 | SA-202-QJ | Delhi |  |  | Semifinished Product - AP | 3014056137.jpg
3030021279 | HOSE CLIP | EA | 16 | 96132-30400 11D | Delhi |  |  | Raw Material - AP | 3030021279.png
3030049298 | O RING, S50, FPM | EA | 16 | NOK S50 FPM | Delhi |  |  | Raw Material - AP | 3030049298.png
3030053833 | O-RING, P38 | EA | 16 | B2401 P38 FPM | Delhi |  |  | Raw Material - AP | 3030053833.png
3200043912 | O-RING G | EA | 7 | MEXA-J | Delhi |  |  | Finished Product - AP | 3200043912.jpg
3200350672 | FILTER HOLDER | EA | 7 | NA | Delhi |  |  | Semifinished Product - AP | 3200350672.jpg
3011044741 | O-RING, S28 | EA | 11 | NOK S28 FPM TEFLON COAT | Delhi |  |  | NA
3012116535 | FILTER CAP | EA | 12 | MEXA-1340 PROBE(PP) | Delhi |  |  | NA
3010031372 | THERMAL FUSE | EA | 3 | G4A50229C | Delhi | MEXA -1600DEGR | CLA | Raw Material - AP | 3010031372.PNG
3011026000 | UNION, HALF | EA | 1 | PUWH- 3A (SUS316) R1/8X 3 DIA | Delhi |  |  | Raw Material - AP | 3011026000.jpg
3011029133 | REGULATOR | EA | 11 | UA13-M602-AV | Delhi |  |  | Raw Material - AP | 3011029133.jpg
3012165199 | JOINT,L | EA | 11 | FOR 5D,6D,AIA-1X0 | Delhi |  |  | Semifinished Product - AP | 3012165199.jpg
3030021440 | TUBE | EA | 33 | NA | Delhi |  |  | NA | 3030021440.jpg
3030049466 | O-RING | EA | 8 | NOK S 10 (FPM) | Delhi |  |  | Raw Material - AP | 3030049466.png
3200028416 | FILTER UNIT | EA | 6 | MEXA-324L /MEXA-584L MAINTAINANCE PARTS | Delhi |  |  | Finished Product - AP | 3200028416.jpg
3200043947 | FILTER ELEMENT | EA | 11 | PA-10L 54D (24PCS/SET) | Delhi |  |  | Finished Product - AP | 3200043947.jpg
3200044257 | AIR FILTER ASSY, 0.3MICRO METER | EA | 11 | 0.3 MICRO METER | Delhi |  |  | Finished Product - AP | 3200044257.jpg
3200044267 | PRE FILTER SEAL | EA | 11 | *set of 10 | Delhi |  |  | Finished Product - AP | 3200044267.jpg
3200082208 | CUP PACKING | EA | 7 | NA | Delhi |  |  | Raw Material - AP | 3200082208.jpg
3200082221 | DIAPHRAGM UNIT | EA | 6 | NA | Delhi |  |  | Raw Material - AP | 3200082221.jpg
3200082674 | PACKING,FILTER | EA | 11 | FILTER DIA 47 | Delhi |  |  | Semifinished Product - AP | 3200082674.jpg
3200082860 | CAPILLARY | EA | 10 | SA-121M-XJ | Delhi |  |  | Semifinished Product - AP | 3200082860.jpg
3200558581 | MICRO COUPLER | EA | 1 | MC-04PC(BSBM) | Delhi |  |  | Raw Material - AP | 3200558581.jpg
3200774460 | CAL/CHK MODIFICATION UNIT | EA | 11 | MEXA-ONE/FIA-02H-NX | Delhi |  |  | Semifinished Product - AP | 3200774460.jpg
3030049099 | O-RING | EA | #N/A | JISB2401 G 70 (FPM) | Delhi |  |  | Raw Material - AP
3010030825 | TAPE WIRE | EA | 11 | TFL-125R-10-500 | Delhi |  |  | Semifinished Product - AP
3011010425 | O-RING | EA | 10 | AS568-006(NBR) | Delhi |  |  | Raw Material - AP | 3011010425.jpg
3012187769 | GASKET | EA | 10 | DISTRIBUTOR DIA80/DIA70 | Delhi |  |  | Semifinished Product - AP | 3012187769.jpg
3012282820 | PACKING | EA | 10 | ID45.33/OD57 T1.6 | Delhi |  |  | Semifinished Product - AP | 3012282820.jpg
3014056163 | CAPILLARY | EA | 6 | SA-361-J | Delhi |  |  | Semifinished Product - AP | 3014056163.jpg
3014060913 | FILTER UNIT | EA | 10 | MEXA-J/JK | Delhi |  |  | Semifinished Product - AP | 3014060913.png
3030053834 | O RING, JISB2401, P12.5, FPM | EA | 4 | B2401 P12.5 FPM | Delhi |  |  | Raw Material - AP | 3030053834.png
3200043571 | STRAINER PLUG | EA | 3 | U800367100*MEXA-G,MEXA-GE | Delhi |  |  | Finished Product - AP | 3200043571.jpg
3200044432 | S TUBE | EA | 10 | MEXA-J | Delhi |  |  | Finished Product - AP | 3200044432.jpg
3200082184 | DO CATALYZER | EA | 8 | NA | Delhi |  |  | Raw Material - AP | 3200082184.jpg
3200082476 | FILTER | EA | 1 | DIA:8 10MICRON T1.5-1.8 FILTER | Delhi |  |  | Semifinished Product - AP | 3200082476.jpg
3200082490 | JOINT | EA | 4 | .=001=FPM | Delhi |  |  | Semifinished Product - AP | 3200082490.jpg
3200082675 | PACKING,FILTER | EA | 16 | FILTER DIA 70 | Delhi |  |  | Semifinished Product - AP | 3200082675.jpg
3200082700 | L JOINT | EA | 7 | NA | Delhi |  |  | Semifinished Product - AP | 3200082700.jpg
3200680221 | HEPA FILTER | EA | 10 | NA | Delhi |  |  | Raw Material - AP | 3200680221.jpg
3011005632 | BUSH | EA | 8 | PT 1/4 (MALE) X PT 1/8 FEMALE, SUS-304 | Delhi |  |  | Raw Material - AP
3030055328 | O RING | EA | 2 | JISB2401 P 18 (FPM-TEFLON COATING) | Delhi |  |  | Raw Material - AP
3100179294 | HALF UNION | EA | 8 | EPCT 4X2.5-R 2SS | Delhi |  |  | Raw Material - AP
3200558584 | COMPACT COUPLER | EA | 9 | CO-1SF(SUS304,FKM) | Delhi |  |  | Raw Material - AP
3200675052 | MICRO COUPLER | EA | 8 | MCSCS4(SUS304,NBR) | Delhi |  |  | Raw Material - AP
1000002589 | tolerance ring Form AN 0810-110-03 | EA | 10 | NA | Delhi |  |  | Semifinished Product - AP
3011037948 | FILTER | EA | 10 | NA | Delhi |  |  | Semifinished Product - AP
3200752504 | CUTTABLE BANNER | EA | 11 | NA | Delhi |  |  | Semifinished Product - AP
3200763857 | CUTTABLE BANNER | EA | 10 | NA | Delhi |  |  | Semifinished Product - AP
3010031803 | THERMAL FUSE | EA | 9 | G4A50216C | Delhi | MEXA -1600DEGR | CLA | Raw Material - AP | 3010031803.PNG
3011035371 | SHEET | EA | 6 | MH-2 SHEET(PERFLUOR) | Delhi |  |  | Raw Material - AP | 3011035371.jpg
3011036508 | DIAPHRAGM | EA | 9 | PDS-601-3 PTFE | Delhi |  |  | Raw Material - AP | 3011036508.jpg
3011038782 | GASKET(KALREZ) | EA | 6 | FOR MH-2(FUKAIKOUGYOU-D410734) | Delhi |  |  | Raw Material - AP | 3011038782.jpg
3200044154 | DIAPHRAGM SET | EA | 9 | MD-4 ULVAC | Delhi |  |  | Finished Product - AP | 3200044154.jpg
3200082234 | SOLENOID VALVE | EA | 5 | EX-03G (DC24V) 987093-00-0 | Delhi |  |  | Raw Material - AP | 3200082234.jpg
3200082659 | PACKING | EA | 15 | D38XD47XT2.0 | Delhi |  |  | Semifinished Product - AP | 3200082659.jpg
3200082881 | CHARCOAL FILTER | EA | 11 | NA | Delhi |  |  | Semifinished Product - AP | 3200082881.jpg
3200157648 | PACKING, DO | EA | 16 | NA | Delhi |  |  | Semifinished Product - AP | 3200157648.jpg
1000017586 | Filter F7 592x592x600mm | EA | 9 | NA | Delhi | Dyno Engine | Dyno Engine | Raw Material - EMEA
1000068892 | Filter F7 287x592x600mm | EA | 9 | NA | Delhi | Dyno Engine | Dyno Engine | Raw Material - EMEA
3011022285 | O-RING | EA | 1 | JISB2401 P 39 (FKM) D2770 | Delhi |  |  | Raw Material - AP | 3011022285.jpg
3011039069 | SOLENOID VALVE | EA | 8 | MH-2-2 | Delhi |  |  | Raw Material - AP | 3011039069.jpg
3012125323 | COLLECTOR | EA | 9 | 16D 34L SUS316 | Delhi |  |  | Semifinished Product - AP | 3012125323.jpg
3014056923 | CAPILLARY | EA | 6 | SA-101 | Delhi |  |  | Semifinished Product - AP | 3014056923.jpg
3014057526 | CAPILLARY | EA | 2 | SA-201-J | Delhi |  |  | Semifinished Product - AP | 3014057526.jpg
3030053491 | O-RING, P11 | EA | 6 | NA | Delhi |  |  | NA | 3030053491.jpg
3200044049 | DIAPHRAGM | EA | 1 | HP55F12 | Delhi |  |  | Finished Product - AP | 3200044049.jpg
3200046427 | CAPILLARY | EA | 1 | H-FIA CAPILLARY HF-100 | Delhi |  |  | Semifinished Product - AP | 3200046427.jpg
3200082100 | SOLID RELAY | EA | 8 | G3NE-220T-US24V | Delhi |  |  | Raw Material - AP | 3200082100.jpg
3200082172 | PACKING, SHEET | EA | 5 | JHSR-109 FPM(V-4) | Delhi |  |  | Raw Material - AP | 3200082172.jpg
3200082242 | O-RING, W | EA | 3 | FKM FOR NEEDLE VALVE JHSR-152(HNV-2A) | Delhi |  |  | Raw Material - AP | 3200082242.jpg
3200082252 | VALVE SET | EA | 8 | HTP-306,316 (2PCS-1SET) SUS-631-H | Delhi |  |  | Raw Material - AP | 3200082252.jpg
3200082308 | NET | EA | 7 | 17DX400MESH (SUS-304) | Delhi |  |  | Semifinished Product - AP | 3200082308.jpg
3200157651 | FILTER | EA | 5 | 55D X 1.66T, FILTRATION 40MICROMETER | Delhi |  |  | Semifinished Product - AP | 3200157651.jpg
3014049982 | T FUSE UNIT | EA | 8 | MTG4A50152C(152'C,10A/250V) | Delhi |  |  | Semifinished Product - AP
3030053656 | O-RING, P25 | EA | 10 | B2401 P25 FPM | Delhi |  |  | NA
3200043779 | O-RING | EA | 75 | NA | Delhi |  |  | NA
3200044411 | F.PACKING | EA | 129 | D33.8X4.4 | Delhi |  |  | NA
3200082168 | FITER | EA | 8 | TX40HI-20WW-DIA70 50PCS./SET | Delhi |  |  | Raw Material - AP
3012256346 | WINDOW FRAME | EA | 4 | NA | Delhi |  |  | Semifinished Product - AP
3200507371 | O-RING | EA | 10 | NA | Delhi |  |  | Semifinished Product - AP
3011012086 | NEEDLE VALVE | EA | 6 | NV-2.5S | Delhi |  |  | Raw Material - AP | 3011012086.jpg
3011030566 | FILTER,FAN | EA | 9 | FOR GP-12F | Delhi |  |  | Raw Material - AP | 3011030566.jpg
3011036615 | O-RING | EA | 3 | JIS B 2401 P3-N 4DETP | Delhi |  |  | Raw Material - AP | 3011036615.jpg
3011038235 | SHEET VALVE | EA | 7 | NO.006066 1000064269 | Delhi |  |  | Raw Material - AP | 3011038235.jpg
3011038878 | VIBRATION INSULATOR | EA | 3 | KLB-3530 | Delhi |  |  | Raw Material - AP | 3011038878.jpg
3012089226 | SHEET, KEY | EA | 7 | MEXA-XXXJ/JU/JE | Delhi |  |  | Semifinished Product - AP | 3012089226.jpg
3012165558 | NOZZLE | EA | 7 | DIA8 X L29, FXA-125 | Delhi |  |  | Semifinished Product - AP | 3012165558.jpg
3012233279 | FILTER | EA | 7 | MEXA-XXXJ/JU/JE | Delhi |  |  | Semifinished Product - AP | 3012233279.jpg
3012257631 | INSULATION PLATE | EA | 7 | OVN-72XA 56XT20 | Delhi |  |  | Semifinished Product - AP | 3012257631.jpg
3014056822 | CAPILLARY | EA | 7 | SA-201-BJ | Delhi |  |  | Semifinished Product - AP | 3014056822.jpg
3030054672 | O-RING | EA | 4 | NOK S-22.4(FPM) | Delhi |  |  | Raw Material - AP | 3030054672.png
3200043762 | CHIP FILTER | EA | 1 | 40/1SET | Delhi |  |  | Finished Product - AP | 3200043762.jpg
3200044263 | FILTER ELEMENT | EA | 3 | *ABOLITION(TO 47-02) FOR OCF-1A 50PC | Delhi |  |  | Finished Product - AP | 3200044263.jpg
3200082130 | FILTER ELEMENT | EA | 7 | NGF-1H-50 50MICRON | Delhi |  |  | Raw Material - AP | 3200082130.jpg
3200082198 | AIR VALVE | EA | 7 | PHS-40P NO.943064-00-0 | Delhi |  |  | Raw Material - AP | 3200082198.jpg
3200082241 | O-RING | EA | 4 | JIS B 2401 S40-N 4DETP | Delhi |  |  | Raw Material - AP | 3200082241.jpg
3200082282 | DRAIN SEPARATOR | EA | 7 | MEXA-324J,L :H369174 | Delhi |  |  | Semifinished Product - AP | 3200082282.jpg
3200082592 | PACKING, F | EA | 6 | 33.8D X 4.4T | Delhi |  |  | Semifinished Product - AP | 3200082592.jpg
3200082640 | PACKING, F | EA | 7 | 38.8D X 4.4 | Delhi |  |  | Semifinished Product - AP | 3200082640.jpg
3200082863 | CAPILLARY | EA | 3 | SA-870-J | Delhi |  |  | Semifinished Product - AP | 3200082863.jpg
3200157649 | PACKING, F | EA | 3 | MEXA/OVN | Delhi |  |  | Semifinished Product - AP | 3200157649.jpg
3200348843 | MESH SCREEN | EA | 2 | NA | Delhi |  |  | Semifinished Product - AP | 3200348843.jpg
3011000263 | O RING G | EA | 7 | JISW1517 NO. 7 (CR) | Delhi |  |  | Raw Material - AP
3012129804 | PACKING, F | EA | 7 | '=002=FILTER PACKING FPM | Delhi |  |  | Semifinished Product - AP
3012233077 | JOINT, 3-WAY | EA | 7 | PP DIA4.0-6.0 | Delhi |  |  | Semifinished Product - AP
3200544193 | BAG | EA | 1 | NA | Delhi |  |  | Semifinished Product - AP
3010021987 | THERMO COUPLE | EA | 6 | I/C-1.0-C-300-U-4-EXD-300 | Delhi | MEXA -7000DEGR | AIA | Raw Material - AP | 3010021987.jpg
3010042536 | TIME-LAG FUSE | EA | 1 | 0218002.MXP (250V, 2A) | Delhi |  |  | Raw Material - AP | 30100425342.jpg
3010042537 | TIME-LAG FUSE | EA | 1 | 02183.15MXP (250V, 3.15A) | Delhi |  |  | Raw Material - AP | 30100425343.jpg
3010042538 | TIME-LAG FUSE | EA | 1 | 0218005.MXP (250V, 5A) | Delhi |  |  | Raw Material - AP | 30100425344.jpg
3011016912 | O-RING | EA | 1 | JISB2401 P 3 (EPDM) | Delhi |  |  | Raw Material - AP | 3011016912.jpg
3011029056 | SUCTION VALVE | EA | 6 | DOP-40D NO.00838 | Delhi |  |  | Raw Material - AP | 3011029056.jpg
3011029057 | EXHAUST VALVE | EA | 6 | DOP-40D NO.00837 | Delhi |  |  | Raw Material - AP | 3011029057.jpg
3011029060 | O-RING | EA | 6 | DOP-40D NO.02518 S-67 | Delhi |  |  | Raw Material - AP | 3011029060.jpg
3011035929 | REGULATOR | EA | 6 | UA14-W302-AV(VSPHA1100A10) | Delhi |  |  | Raw Material - AP | 3011035929.jpg
3014053513 | Probe set | EA | 5 | MEXA-J | Delhi |  |  | NA | 30140535131.jpg
3014056150 | CAPILLARY | EA | 10 | SA-301-XJ | Delhi |  |  | Semifinished Product - AP | 30140561501.png
3014059633 | SWITCH, VACUUM | EA | 6 | MEXA-XXXJ/JU/JE | Delhi |  |  | Semifinished Product - AP | 3014059633.jpg
3030021134 | TUBE, RUBBER | EA | 4 | NA | Delhi |  |  | NA | 3030021134.jpg
3030049452 | O-RING | EA | 6 | JISB2401 P 4 (EPT) | Delhi |  |  | Raw Material - AP | 3030049452.png
3030051207 | TIME-LAG FUSE | EA | 6 | ET-5A | Delhi |  |  | Raw Material - AP | 3030051207.png
3030055495 | O-RING | EA | 6 | JISB2401 P 30 | Delhi |  |  | Raw Material - AP | 3030055495.png
3200043959 | FILTER | EA | 6 | TX40HI-20WW-DIA47 50PCS./SET | Delhi |  |  | Finished Product - AP | 3200043959.jpg
3200044051 | DIAPHRAGM | EA | 5 | 2PCS/SET FOR EX-71D | Delhi |  |  | Finished Product - AP | 3200044051.jpg
3200044240 | HOLDER CAP | EA | 1 | FOR PRIMARY FILTER(X10) | Delhi |  |  | Finished Product - AP | 3200044240.jpg
3200046416 | CAPILLRY | EA | 5 | HF-100 FIA-726 | Delhi |  |  | Semifinished Product - AP | 3200046416.jpg
3200082161 | O-RING | EA | 2 | NOK S 28 (EPT) | Delhi |  |  | Raw Material - AP | 3200082161.jpg
3200082497 | FILTER ELEMENT | EA | 5 | 5 MICRON, SINTERD METAL | Delhi |  |  | Semifinished Product - AP | 3200082497.jpg
3200082591 | ELECTRODE | EA | 6 | .=002= 8D X L25, FIA | Delhi |  |  | Semifinished Product - AP | 3200082591.jpg
3200082658 | PACKING | EA | 6 | 62D X 70D X 2.0T | Delhi |  |  | Semifinished Product - AP | 3200082658.jpg
3200082688 | FILTER | EA | 2 | NEW MEXA 40 MICRON | Delhi |  |  | Semifinished Product - AP | 3200082688.jpg
3200082779 | REACTOR V | EA | 6 | L16.6/A15.0 AU PLATING | Delhi |  |  | Semifinished Product - AP | 3200082779.jpg
3200412814 | AIR VALVE | EA | 3 | PDS-6CP-1 NO.13081-00-0 | Delhi |  |  | Raw Material - AP | 3200412814.jpg
3200544190 | PACKING | EA | 6 | CVS-ONE/ESU 2PC | Delhi |  |  | Finished Product - AP | 3200544190.jpg
3200665885 | CHECK VALVE | EA | 6 | CPV-005KS-1 (SUS304, 5KPA) | Delhi |  |  | Raw Material - AP | 3200665885.jpg
1000005165 | CAN-termination 120R DSUB09 male | EA | 6 | NA | Delhi | Dyno Engine | Dyno Engine | Raw Material - EMEA
1000031134 | Fuse 7,5 A for SPARC power supply | EA | 6 | NA | Delhi |  |  | Raw Material - EMEA
3200650128 | LCD | EA | 6 | DMF-50174NF-FW-13 FOR MEXA-1300M,324JH | Delhi |  |  | Semifinished Product - AP
3012116529 | PLASTIC NUT | EA | 6 | MEXA-1340 | Delhi |  |  | Semifinished Product - AP
3200056006 | JOINT RUBBER | EA | 6 | MEXA-584L(6X6L/DO8.5XDI5.2) | Delhi |  |  | Semifinished Product - AP
3011039927 | DISKPACKING | EA | #N/A | NA | Delhi |  |  | Semifinished Product - AP
3200082377 | PACKING | EA | 6 | NA | Delhi |  |  | Semifinished Product - AP
3200082638 | PACKING, COM | EA | 2 | NA | Delhi |  |  | Semifinished Product - AP
3200926825 | FILTER STOPPER ASSY | EA | 82 | NA | Delhi |  |  | Semifinished Product - AP
3010037228 | TIME-LAG FUSE | EA | 5 | SD4 5A N1 | Delhi |  |  | Raw Material - AP | 3010037228.jpg
3010042526 | POWER SUPPLY | EA | 5 | LPT42 (+5V,+-12V) | Delhi | Mexa-7200D | ANR | Raw Material - AP | 3010042526.jpg
3011000247 | UNION, ELBOW, FLT-H2101, 4D*6D*R1/8 | EA | 5 | FLT-H2101 D=4/D=6XR1/8 | Delhi |  |  | Raw Material - AP | 3011000247.jpg
3011002968 | TUBE, SILICON | M | 5 | 9.0X13.0(Q) | Delhi |  |  | Raw Material - AP | 3011002968.jpg
3011005724 | NIPPLE | EA | 5 | N-6X4-PT1/4-SUS | Delhi |  |  | Raw Material - AP | 3011005724.jpg
3011009984 | VALVE, SOLENOID, MV-14, DC24V, 844590-00 | EA | 5 | MV-14 DC24V 844590-00 | Delhi |  |  | Raw Material - AP | 3011009984.jpg
3011038236 | O-RING | EA | 4 | NO.052713(FKM) 1000063912 | Delhi |  |  | Raw Material - AP | 3011038236.jpg
3012102210 | FLEXIBLE TUBE | EA | 5 | FOR MEXA-7000 | Delhi |  |  | Semifinished Product - AP | 3012102210.jpg
3012165570 | PACKING | EA | 3 | FPM T4.0 | Delhi |  |  | Semifinished Product - AP | 3012165570.jpg
3200028415 | PROBE SET | EA | #N/A | MEXA-584L MAINTAINANCE PARTS | Delhi |  |  | Finished Product - AP | 3200028415.jpg
3200043605 | SEPARATOR OF WATER | EA | 5 | MEXA-J | Delhi |  |  | Finished Product - AP | 3200043605.jpg
3200044220 | FILTER CAP | EA | 5 | MEXA-J | Delhi |  |  | Finished Product - AP | 3200044220.jpg
3200082121 | O-RING, V100 | EA | 1 | NA | Delhi |  |  | Raw Material - AP | 3200082121.jpg
3200082140 | O-RING, G | EA | 12 | NA | Delhi |  |  | Raw Material - AP | 3200082140.jpg
3200082214 | O RING | EA | 1 | NOK S 6 FPM (TEFLON-COATED) | Delhi |  |  | Raw Material - AP | 3200082214.jpg
3200082318 | PISTON | EA | 6 | DIA13.65X30.5L MEXA-F | Delhi |  |  | Semifinished Product - AP | 3200082318.jpg
3200641461 | PUMP ASSY. | EA | 1 | NA | Delhi |  |  | Semifinished Product - AP | 3200641461.jpg
3200654370 | FLOW METER | EA | 4 | FM-10-M-01 | Delhi |  |  | Semifinished Product - AP | 3200654370.jpg
1000001804 | LAMP.INCANDESCENT,28V,40MA,T1 3/4 | EA | 5 | NA | Delhi | Dyno Engine | Dyno Engine | Raw Material - EMEA
3012116661 | RING | EA | 5 | MEXA-201, MEXA-1340 PROBE | Delhi |  |  | NA
3012164938 | CAP, OC | EA | 3 | OIL CATCHER, MEXA-9000 | Delhi |  |  | Semifinished Product - AP
3030021209 | HOSE CLIP | EA | 2 | # 6 (DIA 8.5-DIA 9.5) | Delhi |  |  | Semifinished Product - AP
3012129470 | PIPE CLIP | EA | 5 | '=003=DIA8 SUS | Delhi |  |  | Semifinished Product - AP
3200044033 | DIAPHRAGM ASSY, FOR GS/GD SERIES, EPDM | EA | 3 | NA | Delhi |  |  | Semifinished Product - AP
3012123354 | CAP | EA | #N/A | NA | Delhi |  |  | Semifinished Product - AP
3030020730 | TIME-LAG FUSE | EA | #N/A | NA | Delhi |  |  | Semifinished Product - AP
3030020731 | TIME-LAG FUSE | EA | #N/A | NA | Delhi |  |  | Semifinished Product - AP
3030020732 | TIME-LAG FUSE | EA | #N/A | NA | Delhi |  |  | Semifinished Product - AP
3200628947 | BANNER | EA | 8 | NA | Delhi |  |  | Semifinished Product - AP
3200752518 | CUTTABLE BANNER | EA | 7 | NA | Delhi |  |  | Semifinished Product - AP
3010015940 | THERMOCOUPLE | EA | 3 | J-1.6-C-200-U-4-EXD-250 | Delhi | MEXA -7000DEGR | AIA | Raw Material - AP | 3010015940.jpg
3011035598 | DIAPHRAGM SET | EA | 4 | NO.012074 1000065261 | Delhi |  |  | Raw Material - AP | 3011035598.jpg
3012165572 | PACKING | EA | 4 | FPM T6.0 | Delhi |  |  | Semifinished Product - AP | 3012165572.jpg
3012233280 | EXHAUST PIPE | EA | 4 | MEXA-XXXJ/JU/JE | Delhi |  |  | Semifinished Product - AP | 3012233280.jpg
3012312011 | HAND COVER | EA | 4 | CHAM-1000/NO.040354A1 HAND COVER | Delhi |  |  | Semifinished Product - AP | 3012312011.jpg
3012328857 | COVER A PACKING | EA | 4 | 240X252XT5 | Delhi |  |  | Semifinished Product - AP | 3012328857.jpg
3014022789 | CAPILLARY | EA | 42 | SA-200-NJ | Delhi |  |  | Semifinished Product - AP | 3014022789.jpg
3200023278 | OIL TEMP UNIT(OPT) | EA | 2 | MEXA-584L OIL TEMP | Delhi |  |  | Finished Product - AP | 32000232781.jpg
3200043717 | FILTER ELEMENT | EA | 4 | NO86R-196L X25 | Delhi |  |  | Finished Product - AP | 3200043717.jpg
3200043785 | O-RING | EA | 4 | JISB2401 G70 | Delhi |  |  | Finished Product - AP | 3200043785.jpg
3200082118 | O-RING | EA | 4 | TFE COATED VITON,JISB2401 P22 | Delhi |  |  | Raw Material - AP | 3200082118.jpg
3200082207 | FILTER, ELEMENT | EA | 2 | F3000 ELEMENT | Delhi |  |  | Raw Material - AP | 3200082207.jpg
3200082232 | SUCTION,EXHAUSTVALVE | EA | 3 | NA | Delhi |  |  | Raw Material - AP | 3200082232.jpg
3200082790 | FILTER | EA | 1 | 24.6D T1.5-1.8 #200 | Delhi |  |  | Semifinished Product - AP | 3200082790.jpg
3200082828 | NMC CATALYZER | EA | 8 | NA | Delhi |  |  | Semifinished Product - AP | 3200082828.jpg
3200208724 | THERMAL FUSE ASSY | EA | 4 | THERMAL FUSE FOR HN190-XXSF 113DEG 2PCS | Delhi |  |  | Raw Material - AP | 3200208724.jpg
3200235064 | DIAPHRAGM | EA | 4 | DAT-100S ATTACHED PTFE 2PCS | Delhi |  |  | Raw Material - AP | 3200235064.jpg
3200608505 | 10 WAY VALVE | EA | 3 | NA | Delhi |  |  | Semifinished Product - AP | 3200608505.jpg
3200656516 | FLOW METER ASSY | EA | 5 | FM-10-M-01 + CABLE + FM10-CNN-01 | Delhi |  |  | Semifinished Product - AP | 3200656516.jpg
3200680216 | HEPA FILTER | EA | 4 | NA | Delhi |  |  | Raw Material - AP | 3200680216.jpg
3200044053 | DIAPHRAGM | EA | 3 | 2PCS/SET FOR EX-100D | Delhi |  |  | Finished Product - AP
3200044054 | VALVE ASSY | EA | 3 | (BALL, SPRING) 4PCS/SET FOR EX-100D | Delhi |  |  | Finished Product - AP
3200449062 | O-RING | EA | 1 | JISB2401 P 32 (FPM TEFLON COATED) 10PC | Delhi |  |  | NA
3030053411 | O RING, JISB2401, P10, FPM | EA | 4 | JISB2401 P10 (FPM) | Delhi |  |  | NA
3200840225 | FILTER ELEMENT | EA | 20 | NA | Delhi |  |  | Semifinished Product - AP
1000001606 | grooved ball bearing 6205-2RS1 | EA | 4 | NA | Delhi |  |  | Semifinished Product - AP
1000089906 | '@Access. for chassis test stand CZ w/o | EA | #N/A | NA | Delhi |  |  | Semifinished Product - AP
3011016889 | O-RING | EA | 4 | NA | Delhi |  |  | Semifinished Product - AP
3011048008 | CHECK VALVE | EA | 3 | NA | Delhi |  |  | Semifinished Product - AP
3012123346 | JOINT 4 | EA | 22 | NA | Delhi |  |  | Semifinished Product - AP
3030053397 | O-RING, P36 | EA | 6 | NA | Delhi |  |  | Semifinished Product - AP
3200082397 | PACKING | EA | 4 | NA | Delhi |  |  | Semifinished Product - AP
3200317342 | DIAPHRAGM ASSY. | EA | 4 | NA | Delhi |  |  | Semifinished Product - AP
3200694290 | MAINTENANCE KIT | EA | 2 | NA | Delhi |  |  | Semifinished Product - AP
3200808761 | PUMP | EA | 2 | NA | Delhi |  |  | Semifinished Product - AP
3200811647 | DIAPHRAM SCREW | EA | 2 | NA | Delhi |  |  | Semifinished Product - AP
3200919764 | COMPUTER | EA | 1 | NA | Delhi |  |  | Semifinished Product - AP
3010017787 | THERMISTOR | EA | 3 | PXA-64,TP18006 | Delhi | MEXA -7000DEGR | AIA | Raw Material - AP | 3010017787.jpg
3010029233 | ISOLATING BUSH | EA | 3 | BS-4-1 (M4) | Delhi | MEXA -7000DEGR | AIA | Raw Material - AP | 3010029233.jpg
3010031369 | THERMAL FUSE | EA | 2 | G4A50152C | Delhi | MEXA -1600DEGR | CLA | Raw Material - AP | 3010031369.PNG
3010042539 | TIME-LAG FUSE | EA | 3 | 021806.3MXP (250V, 6.3A) | Delhi |  |  | Raw Material - AP | 30100425345.jpg
3011026284 | GEAR OIL | EA | 3 | FOR ROOTS VACUUM PUMP(1L) | Delhi |  |  | Raw Material - AP | 3011026284.jpg
3011028008 | TUBE | M | 8 | SI 14.3X7.9 | Delhi |  |  | Raw Material - AP | 3011028008.jpg
3011032406 | SP COUPLER | EA | 3 | 1S-A(BS-CR,FKM,NO GREASE)CS24542-1 | Delhi |  |  | Raw Material - AP | 3011032406.jpg
3011035595 | VIBRATION PROOFING | EA | 3 | GEL BUSH A-2 TYPE (Q) | Delhi |  |  | Raw Material - AP | 3011035595.jpg
3011037303 | CAP SCREW | EA | 3 | DOP-40D | Delhi |  |  | Raw Material - AP | 3011037303.jpg
3011037644 | REGULATOR | EA | 3 | UV73-G662-SV | Delhi |  |  | Raw Material - AP | 3011037644.jpg
3011038930 | ARM COVER | EA | 3 | NO.6209 | Delhi |  |  | Raw Material - AP | 3011038930.jpg
3012165551 | CHIMNEY-3 | EA | 4 | FXA-125 40DXL14.5 | Delhi |  |  | Semifinished Product - AP | 3012165551.jpg
3012219780 | CELL | EA | 3 | BE-140 | Delhi |  |  | Semifinished Product - AP | 3012219780.jpg
3012256235 | IRIS | EA | 3 | FT-1XXX JIG A=62.5,B=70 | Delhi |  |  | Semifinished Product - AP | 3012256235.jpg
3012268758 | JOINT | EA | 1 | D5.2-3.6 DEFORMRD JOINT | Delhi |  |  | Semifinished Product - AP | 3012268758.jpg
3012344979 | JOINT | EA | 1 | FOR PG | Delhi |  |  | Semifinished Product - AP | 3012344979.jpg
3014014833 | PUMP UNIT | EA | 3 | MEXA-324L | Delhi |  |  | Semifinished Product - AP | 3014014833.jpg
3014014930 | CELL UNIT | EA | 3 | MEXA-324L | Delhi |  |  | Semifinished Product - AP | 3014014930.jpg
3014055244 | CELL ASSY,SAMPLE | EA | 2 | FOR AIA-1X0(10MM) | Delhi |  |  | Semifinished Product - AP | 3014055244.jpg
3014056144 | CAPILLARY | EA | 2 | SA-261 | Delhi |  |  | Semifinished Product - AP | 3014056144.png
3014056149 | CAPILLARY | EA | 1 | SA-301-J | Delhi |  |  | Semifinished Product - AP | 3014056149.png
3014056788 | CAPILLARY | EA | 3 | SA-801-J | Delhi |  |  | Semifinished Product - AP | 3014056788.png
3014059627 | PUMP UNIT | EA | 3 | MEXA-J/JU/JE | Delhi |  |  | Finished Product - AP | 3014059627.jpg
3030049392 | O-RING, S28 | EA | 3 | NOK S28 FPM | Delhi |  |  | Raw Material - AP | 3030049392.png
3030053991 | O-RING | EA | 3 | JISB2401 P32 (FPM) | Delhi |  |  | Raw Material - AP | 30300539911.png
3100132199 | GC3?25G-BOTTLE | EA | 1 | COM-GC3･25G-BOTTLE | Delhi |  |  | Finished Product - AP | 3100132199.png
3100217182 | FILTER CAP | EA | 1 | MEXA-7000/OVN F:100-12-DH | Delhi |  |  | Semifinished Product - AP | 3100217182.PNG
3200000294 | ANALOG OUTPUT UNIT | EA | 3 | MEXA-584L ANALOG OUTPUT | Delhi |  |  | Finished Product - AP | 3200000294.PNG
3200000365 | FILTER ELEMENT | EA | 1 | MEXA-7K/OVN 5MICRO D20X95.5 F:100-12-DH | Delhi |  |  | Semifinished Product - AP | 3200000365.PNG
3200023319 | ANALOG CABLE L=5m | EA | 3 | MEXA-584L ANALOG CABLE L=5m | Delhi |  |  | Finished Product - AP | 3200023319.jpg
3200043650 | FILTER ELEMENT | EA | 3 | DF-06G 25PIECES MEXA-7000,1500D | Delhi |  |  | Finished Product - AP | 3200043650.jpg
3200044272 | DUST FILTER | EA | 5 | NA | Delhi |  |  | Finished Product - AP | 3200044272.jpg
3200044477 | SAMPLING TUBE | EA | 1 | MEXA-324L | Delhi |  |  | Finished Product - AP | 3200044477.jpg
3200046424 | CAPILLARY | EA | 12 | HF-060 | Delhi |  |  | Semifinished Product - AP | 3200046424.jpg
3200053929 | HF-10 HOLDER | EA | 3 | NH3 HF-10 | Delhi |  |  | Semifinished Product - AP | 3200053929.jpg
3200082462 | FILTER | EA | 11 | DIA:10 10MICRON T1.5-1.8 FILTER | Delhi |  |  | Semifinished Product - AP | 3200082462.jpg
3200082622 | PACKING 1, HF | EA | 2 | MEXA-8120D | Delhi |  |  | Semifinished Product - AP | 3200082622.jpg
3200082682 | GUARD | EA | 2 | MEXA-324J | Delhi |  |  | Semifinished Product - AP | 3200082682.jpg
3200082702 | DO PACKING | EA | 1 | NA | Delhi |  |  | NA | 3200082702.jpg
3200082827 | PRINTED BOARD ASSY. | EA | 3 | MEXA-SHS-01B SET(M-7K SHS)(WITHOUT CN8) | Delhi |  |  | Semifinished Product - AP | 3200082827.jpg
3200131731 | PRINTED BOARD UNIT | EA | 3 | MEXA-CNN-11 | Delhi |  |  | Semifinished Product - AP | 3200131731.jpg
3200344108 | SPACER MD-4CNT | EA | 3 | VPU-710 MD-4CNT | Delhi |  |  | Semifinished Product - AP | 3200344108.jpg
3200530757 | FAN | EA | 1 | 200V AC | Delhi |  |  | Semifinished Product - AP | 3200530757.jpg
3200673437 | ANTI FREEZE | EA | 1 | KOGA BLAIN EG 45-204 FOR SERVICE | Delhi |  |  | Semifinished Product - AP | 3200673437.jpg
1000003262 | Hose AF4 Art.Nr. 2.421040.1 Tecalan | M | 3 | NA | Delhi | Dyno Engine | Dyno Engine | Raw Material - EMEA
1300040259 | Grease - Molyduval AERO 75 | KG | 3 | NA | Delhi | Dyno Engine | Dyno Engine | Raw Material - EMEA
3100182072 | MOTHER BOARD | EA | 3 | 1000041878 DFI G4S601-B | Delhi |  |  | Raw Material - AP
3904000039 | RPM Display PCB Card | EA | 3 | NA | Delhi |  |  | Finished Product - AP
3011012881 | SOLENOID VALVE | EA | 3 | MV-16 DC12V | Delhi |  |  | Raw Material - AP
3200449065 | FILTER ELEMENT | EA | 1 | FILTER ELEMENT 25PC | Delhi |  |  | Finished Product - AP
3200839866 | AIR FILTER | EA | 1 | EML-56-65Z(FD0-43672) 610X610X68 | Delhi |  |  | Raw Material - AP
3200044249 | FID NET | EA | 3 | 12 DIAX100 (SUS304) | Delhi |  |  | Semifinished Product - AP
3014011570 | PROBE SET | EA | 2 | NA | Delhi |  |  | Semifinished Product - AP
3200397369 | O-RING | EA | 2 | NA | Delhi |  |  | Semifinished Product - AP
3200138039 | HF HOLDER | EA | 3 | F-01H FILTER HOLDER | Delhi |  |  | Semifinished Product - AP
1300016654 | door position switch SZ4127.010 Rittal | EA | 3 | NA | Delhi |  |  | Semifinished Product - AP
3030055152 | O-RING | EA | 1 | NA | Delhi |  |  | Semifinished Product - AP
3200468666 | SV(W/CONNECTOR) ASM | EA | #N/A | NA | Delhi |  |  | Semifinished Product - AP
3200158568 | DIAPHRAGM | EA | 1 | FOR YH1185A03 | Delhi |  |  | NA | 0001553258.jpg
3010028952 | RELAY, SOLID | EA | 2 | G3NA-240B-UTU (DC5-24V) | Delhi | MEXA -7000DEGR | AIA | Raw Material - AP | 3010028952.jpg
3010042407 | SOLID RELAY | EA | 2 | G3FM-2R5SLN DC24 | Delhi | Mexa -7500 | FIA-726N | Raw Material - AP | 3010042407.jpg
3011024955 | REGULATOR | EA | 1 | HB13-W000-SV NO.887109-00-0-0 | Delhi |  |  | Raw Material - AP | 3011024955.jpg
3011026103 | HEXAGON SOCKET BOLT | EA | 2 | M 4X 10(SUS304)PW & SW | Delhi |  |  | Raw Material - AP | 3011026103.jpg
3011033891 | INSULATOR | EA | 2 | ID=35MM T=9MM L=2M | Delhi |  |  | Raw Material - AP | 3011033891.jpg
3011035681 | REGULATOR | EA | 2 | UA13-S123-AV | Delhi |  |  | Raw Material - AP | 3011035681.jpg
3012129600 | RUBBER BOOT | EA | 2 | REFERENCE CELL CAP (NEOPRENE) | Delhi |  |  | Semifinished Product - AP | 3012129600.jpg
3012233675 | EXCITATION COIL | EA | 2 | FOR MPA BENCH | Delhi |  |  | Semifinished Product - AP | 3012233675.jpg
3012234431 | FID NOZZLE | EA | 2 | NA | Delhi |  |  | Semifinished Product - AP | 3012234431.jpg
3012243084 | COLLECTOR | EA | 2 | FOR FIA-720 | Delhi |  |  | Semifinished Product - AP | 3012243084.jpg
3012359994 | PANEL | EA | 2 | MEXA-584L P:H3000590001 | Delhi |  |  | Semifinished Product - AP | 3012359994.jpg
3012361124 | SHEET KEY | EA | 2 | MEXA-584L | Delhi |  |  | Semifinished Product - AP | 3012361124.jpg
3014017101 | DRAIN SEPARATER | EA | 2 | MEXA-324L | Delhi |  |  | Finished Product - AP | 3014017101.jpg
3014022050 | LIGHT SOURCE UNIT | EA | 1 | FT | Delhi |  |  | Semifinished Product - AP | 3014022050.jpg
3014043497 | CAPILLARY | EA | 1 | SA-402 | Delhi |  |  | Semifinished Product - AP | 3014043497.jpg
3014056528 | CAPILLARY | EA | 5 | SA-102-Y | Delhi |  |  | Semifinished Product - AP | 30140565281.png
3014057465 | CAPILLARY | EA | 1 | SA-452-Q | Delhi |  |  | Semifinished Product - AP | 3014057465.jpg
3014060129 | CELL HOLDER | EA | 1 | CEL-H7-S10 | Delhi |  |  | Semifinished Product - AP | 3014060129.jpg
3014060133 | LIGHT SOURCE | EA | 1 | H3-CDO-100 HC/SO2 | Delhi |  |  | Semifinished Product - AP | 3014060133.png
3014060135 | CELL HOLDER | EA | 2 | AIA-721 200MM CELL HOLDER-1 | Delhi |  |  | Semifinished Product - AP | 30140601351.png
3014062200 | THERMAL FUSE | EA | 2 | 77 DEGREEC | Delhi |  |  | Semifinished Product - AP | 3014062200.png
3030049465 | O-RING | EA | 4 | JISB2401 G 35 (FPM) | Delhi |  |  | Raw Material - AP | 3030049465.png
3030053119 | ARRESTOR | EA | 2 | RAV-781BWZ-4 | Delhi |  |  | Raw Material - AP | 3030053119.png
3030053784 | BOLT, W/HEXAGONAL | EA | 2 | JISB1176 M 4X 16(SUS304) | Delhi |  |  | Raw Material - AP | 3030053784.png
3100113562 | POWER SUPPLY | EA | 2 | LPT62 (+5V,+-12V) | Delhi |  |  | Raw Material - AP | 3100113562.png
3100132553 | PRINTED BOARD ASSY. | EA | 1 | SM-CPU-12(MEXA-584L) | Delhi |  |  | Semifinished Product - AP | 3100132553.jpg
3200041020 | PCB, ASSY | EA | 2 | MEXA-AIA-05 HC(L) M-7000 | Delhi |  |  | Semifinished Product - AP | 3200041020.jpg
3200043736 | O-RING, P5 | EA | 2 | B2401 P5 FPM | Delhi |  |  | Finished Product - AP | 3200043736.jpg
3200043992 | MOLECULAR SIEVES | EA | 2 | NA | Delhi |  |  | NA | 3200043992.jpg
3200046215 | REACTOR HV | EA | 2 | CLA-755 | Delhi |  |  | Semifinished Product - AP | 3200046215.jpg
3200046413 | CAPILLARY | EA | 2 | HE-100 FIA-426 | Delhi |  |  | Semifinished Product - AP | 3200046413.jpg
3200067959 | CATALYST TUBE | EA | 4 | NA | Delhi |  |  | Finished Product - AP | 3200067959.jpg
3200082321 | AIR FILTER | EA | #N/A | 3 MICRON | Delhi |  |  | Semifinished Product - AP | 3200082321.jpg
3200088264 | PRINTED BOARD UNIT | EA | #N/A | FIA-PRE-01 M-7000 | Delhi |  |  | Semifinished Product - AP | 3200088264.jpg
3200092411 | PREFILTER | EA | 10 | FOR PREFILTER 20PCS/SET | Delhi |  |  | Finished Product - AP | 3200092411.jpg
3200092734 | PRINTED BOARD UNIT | EA | 2 | MEXA-AIA-05 | Delhi |  |  | Semifinished Product - AP | 3200092734.jpg
3200131705 | PRINTED BOARD UNIT | EA | 2 | MEXA-PWR-10 | Delhi |  |  | Semifinished Product - AP | 3200131705.jpg
3200177709 | PRINTED BOARD UNIT | EA | 2 | SM-ANL-05B | Delhi |  |  | Semifinished Product - AP | 3200177709.jpg
3200209254 | PCB LCD ASSY. | EA | 2 | MEXA-584L / FOR SERVICE | Delhi |  |  | Semifinished Product - AP | 3200209254.jpg
3200306634 | CUTTER | EA | 3 | MEXA/OVN | Delhi |  |  | Semifinished Product - AP | 3200306634.jpg
3200308821 | LCD UNIT | EA | 2 | GMF32024MFLW(320X240STN MONOCHROME 6:00) | Delhi |  |  | Raw Material - AP | 3200308821.jpg
3200395029 | AIR VALVE | EA | 2 | PDS-6OP-2 NO.11222-00-0 | Delhi |  |  | Raw Material - AP | 3200395029.jpg
3200452748 | THERMOSTAT | EA | 2 | NA | Delhi |  |  | Semifinished Product - AP | 3200452748.jpg
3200557435 | SPECIFICATION | EA | 2 | CHAM-1000 ACCESSORIES | Delhi |  |  | Semifinished Product - AP | 3200557435.jpg
3200680215 | PUMP | EA | 1 | 3795220 W/CONNECTOR | Delhi |  |  | Raw Material - AP | 3200680215.jpg
3200692305 | TC ASSY. | EA | 2 | OBS-ONE/TPA WITH CONNECTOR OD2.3 | Delhi |  |  | Semifinished Product - AP | 3200692305.jpg
3200808760 | PUMP | EA | 3 | HTP-306P AC100V 50/60HZ NO.AK2875 | Delhi |  |  | Raw Material - AP | 3200808760.jpg
1000004659 | Buffer battery 029.131 768 | EA | 2 | NA | Delhi | Dyno Engine | Dyno Engine | Raw Material - EMEA
1000007141 | SUPPLY,POWER,SPARC E,300 WATT,24 VOLTS | EA | 2 | SMQ300PS24-C | Delhi | Dyno Engine | Dyno Engine | Raw Material - EMEA
1000051746 | CAN-Module LAM002 FW3.1.03 | EA | 1 | NA | Delhi | Dyno Engine | Dyno Engine | Semifinished Product EMEA
3011016929 | SPRING | EA | 2 | HS080-037-0.9 | Delhi |  |  | Raw Material - AP
3200289095 | POWER SUPPLY | EA | 2 | 1000070811 FSP400-702UJ 400W PSU ASSY. | Delhi |  |  | Raw Material - AP
3904000197 | Thermal Fuse | EA | 2 | NA | Delhi |  |  | Finished Product - AP
3200082209 | AIR FILTER | EA | 2 | F3000-8-W-BW | Delhi |  |  | Raw Material - AP
3200082292 | FILTER | EA | 2 | 30D X 1.66T, FILTRATION 40MICRON | Delhi |  |  | Semifinished Product - AP
3200045145 | FILTER ELEMENT | EA | 2 | NA | Delhi |  |  | NA
3200082327 | JOINT, RUBBER 2 | EA | 1 | NA | Delhi |  |  | NA
3030049445 | O RING, JISB2401, P10A, FPM | EA | 2 | B2401 P10A FPM | Delhi |  |  | NA
3030049447 | O RING, S18, FPM | EA | 3 | NA | Delhi |  |  | NA
3200070136 | FILTER ELEMENT | EA | 2 | NA | Delhi |  |  | NA
3200228822 | O-RING | EA | 2 | NA | Delhi |  |  | NA
3200228823 | O-RING | EA | 2 | NA | Delhi |  |  | NA
3200433082 | MOD. PARTS | EA | 1 | M-7K/PSU ADD DIODE W/MEXA-IFC-01B | Delhi |  |  | Semifinished Product - AP
3012113995 | TERMINAL | EA | 4 | GMM-98520A | Delhi |  |  | Semifinished Product - AP
3012131389 | SPACER | EA | #N/A | 2.5D X 5 T2 | Delhi |  |  | NA
3012245473 | SPECIAL NUT | EA | 1 | FIA CHIMNEY (HEX5.5) | Delhi |  |  | NA
3010031371 | THERMAL FUSE | EA | 4 | G4A50192C | Delhi |  |  | Raw Material - AP
3200087127 | PRINTED BOARD UNIT | EA | 2 | MEXA-DRV-01 | Delhi |  |  | Semifinished Product - AP
3030021196 | HOSE BAND | EA | 2 | DIA 14 (S-ZN3L) | Delhi |  |  | Semifinished Product - AP
3200875591 | M-584L MTO INDIA | EA | 1 | M-584L INDIA OPTION BRETT(LOCAL) | Delhi |  |  | Semifinished Product - AP
1000041447 | DNU Motherboard GCB60-BX/C | EA | 2 | NA | Delhi |  |  | Semifinished Product - AP
3011027629 | FERRULE | EA | 2 | PUW-10SR | Delhi |  |  | Semifinished Product - AP
3011038768 | NUT | EA | 2 | PUW-10N(SUS316) | Delhi |  |  | Semifinished Product - AP
3200449063 | O-RING | EA | 2 | NA | Delhi |  |  | Semifinished Product - AP
3010031649 | THERMAL FUSE | EA | #N/A | G4A50184C | Delhi |  |  | Semifinished Product - AP
1000002582 | Semi-conductor fuse 900A/690V UR Size 3 | EA | 2 | NA | Delhi |  |  | Semifinished Product - AP
1000068603 | DNU KVT KSB-2237.485 Ball-lock-bolt | EA | 7 | NA | Delhi |  |  | Semifinished Product - AP
1300027952 | SPARC 12V Control Box V 2IO V.02 | EA | #N/A | NA | Delhi |  |  | Semifinished Product - AP
1300080250 | PC for SPARC-V noRTX XE3 SSD WIN10 MUI | EA | 1 | NA | Delhi |  |  | Semifinished Product - AP
3011000442 | FILTER SCREEN | EA | #N/A | NA | Delhi |  |  | Semifinished Product - AP
3011007108 | O-RING, P7 | EA | #N/A | NA | Delhi |  |  | Semifinished Product - AP
3011032655 | VALVE ASSY | EA | 2 | NA | Delhi |  |  | Semifinished Product - AP
3011046857 | H.S.H.C.SCREW | EA | 4 | NA | Delhi |  |  | Semifinished Product - AP
3012069380 | CARTRIDGE HEATER | EA | 2 | NA | Delhi |  |  | Semifinished Product - AP
3012129472 | PIPE CLIP | EA | 4 | NA | Delhi |  |  | Semifinished Product - AP
3012264075 | JOINT, 3-WAY, | EA | 1 | NA | Delhi |  |  | Semifinished Product - AP
3014056400 | CAPILLARY, SA-102-J | EA | 1 | NA | Delhi |  |  | Semifinished Product - AP
3200043651 | DIAPHRAGM | EA | 2 | NA | Delhi |  |  | Semifinished Product - AP
3200046248 | CAPILLARY | EA | 1 | NA | Delhi |  |  | Semifinished Product - AP
3200046417 | CAPILLARY | EA | #N/A | NA | Delhi |  |  | Semifinished Product - AP
3200082189 | VALVE SHEET | EA | 2 | NA | Delhi |  |  | Semifinished Product - AP
3200082419 | FITTING | EA | 4 | NA | Delhi |  |  | Semifinished Product - AP
3200107071 | SEC-410_0008_500CCM_4IS_N2 | EA | 2 | NA | Delhi |  |  | Semifinished Product - AP
3200194923 | DUST CATCHER | EA | 2 | NA | Delhi |  |  | Semifinished Product - AP
3200467183 | PRINTED BOARD UNIT | EA | 2 | NA | Delhi |  |  | Semifinished Product - AP
3200587478 | MAINTENANCE KIT | EA | 1 | NA | Delhi |  |  | Semifinished Product - AP
3200592611 | HEPA CAPSULE FILTER | EA | 1 | NA | Delhi |  |  | Semifinished Product - AP
3200864284 | NIPPLE, MINI | EA | #N/A | NA | Delhi |  |  | Semifinished Product - AP
3200082696 | PACKING REACTOR | EA | 3 | D59X1T | Delhi |  |  | NA | 00012014681.jpg
3200082424 | PACKING | EA | 1 | DIA200*DIA224*4T | Delhi |  |  | NA | 0001237231.jpg
3200082889 | COLUMN SET | EA | 1 | MAIN AND PRE COLUMN, FOR GFA-720 | Delhi |  |  | Semifinished Product - AP | 0MI0006965.jpg
3200087010 | PRINTED BOARD UNIT | EA | 1 | MEXA-PNL-02 CLA/GFA M-7000 | Delhi |  |  | Semifinished Product - AP | 0MI0008930.jpg
3010005638 | THERMO COUPLE | EA | 1 | IC1.0C200U4EXD400 FIA22-2,34-2 | Delhi | MEXA -7000DEGR | AIA | Raw Material - AP | 3010005638.PNG
3010014739 | TIME-LAG FUSE | EA | 1 | 0218010.MXP(250V,10A) | Delhi | MEXA -7000DEGR | AIA | Raw Material - AP | 3010014739.PNG
3010015560 | THERMOCOUPLE | EA | 1 | I/C-1.0-C-200-U-4-EXD-800 | Delhi | MEXA -7000DEGR | AIA | Raw Material - AP | 3010015560.PNG
3010017410 | POWER SWITCH | EA | 1 | D2D-2000(SAFETY POWER SWITCH) | Delhi | MEXA -7000DEGR | AIA | Raw Material - AP | 3010017410.jpg
3010019465 | TIME-LAG FUSE | EA | 1 | 0326010.MXP | Delhi | MEXA -7000DEGR | AIA | Raw Material - AP | 3010019465.jpg
3010028816 | SOLID RELAY | EA | 1 | G3NE-220T DC24V(AC100-240V20A) | Delhi | MEXA -7000DEGR | AIA | Raw Material - AP | 3010028816.jpg
3010029023 | CIRCUIT BREAKER | EA | 1 | NRF110-10A-EN(TUV) | Delhi | MEXA -7000DEGR | AIA | Raw Material - AP | 3010029023.jpg
3010029263 | THERMOCOUPLE | EA | 1 | J-1.6-C-400-U-4-EXD-300 | Delhi | MEXA -7000DEGR | AIA | Raw Material - AP | 3010029263.jpg
3010029380 | SWITCHING REGULATOR | EA | 1 | P100E-12-N(8.5A)Sera remplac? par 3200436034.Mail de LP le 08.09.2017 | Delhi | MEXA -7000DEGR | AIA | Raw Material - AP | 3010029380.jpg
3010029754 | SWITCHING REGULATOR | EA | 1 | PMC50E-2-XULA-N(+5V,+-15V) | Delhi | MEXA -1600DEGR | CLA | Raw Material - AP | 3010029754.PNG
3010029855 | SOLID RELAY | EA | 1 | G3NA-210B-UTU (DC5-24V) | Delhi | MEXA -1600DEGR | CLA | Raw Material - AP | 3010029855.PNG
3010030142 | CIRCUIT BREAKER | EA | 1 | NRF110-15A-EN(TUV) | Delhi | MEXA -1600DEGR | CLA | Raw Material - AP | 3010030142.PNG
3010030357 | SW REGULATOR | EA | 1 | RWS200A-24 (24V 9A) | Delhi | MEXA -1600DEGR | CLA | Raw Material - AP | 3010030357.PNG
3010031185 | THERMOCOUPLE | EA | 1 | I/C-1.0-C-300-U-4-EXD-800 | Delhi | MEXA -1600DEGR | CLA | Raw Material - AP | 3010031185.PNG
3010031389 | SOLID RELAY | EA | 1 | G3NA-D210B | Delhi | MEXA -1600DEGR | CLA | Raw Material - AP | 3010031389.PNG
3010032533 | RELAY | EA | 1 | G6B-4CB (DC24V) | Delhi | MEXA ONE | CLA | Raw Material - AP | 3010032533.PNG
3010032881 | CONNECTER | EA | 1 | CE05-2A22-22PD-D | Delhi | MEXA ONE | CLA | Raw Material - AP | 3010032881.PNG
3010033417 | AC MOTOR | EA | 2 | NA | Delhi | MEXA ONE | CLA | Raw Material - AP | 3010033417.PNG
3010034525 | POWER SUPPLY | EA | 1 | LEA50F-24-SNH MEXA-ONE-FT | Delhi | MEXA ONE | CLA | Raw Material - AP | 3010034525.jpg
3010037674 | CIRCUIT BREAKER | EA | 1 | CP30-BA 1P 1-MD 10A A | Delhi | MEXA ONE | CLA | Raw Material - AP | 3010037674.jpg
3010037675 | CIRCUIT BREAKER | EA | 1 | CP30-BA 1P 1-MD 15A A | Delhi | MEXA ONE | CLA | Raw Material - AP | 3010037675.jpg
3010037678 | CIRCUIT BREAKER | EA | 1 | CP30-BA 1P 1-I 10A A | Delhi | MEXA ONE | CLA | Raw Material - AP | 3010037678.jpg
3010037679 | CIRCUIT BREAKER | EA | 1 | CP30-BA 1P 1-I 15A A | Delhi | MEXA ONE | CLA | Raw Material - AP | 3010037679.jpg
3010038570 | CIRCUIT BREAKER | EA | 1 | CP30-BA 2P 1-MD 5A A | Delhi | MEXA-7100DEGR | OVN | Raw Material - AP | 3010038570.jpg
3010038572 | CIRCUIT BREAKER | EA | 1 | CP30-BA 2P 1-MD 10A A | Delhi | MEXA-7100DEGR | OVN | Raw Material - AP | 3010038572.jpg
3010038573 | CIRCUIT BREAKER | EA | 1 | CP30-BA 2P 1-MD 15A A | Delhi | MEXA-7100DEGR | OVN | Raw Material - AP | 3010038573.jpg
3010038574 | CIRCUIT BREAKER | EA | 1 | CP30-BA 2P 1-MD 20A A | Delhi | MEXA-7100DEGR | OVN | Raw Material - AP | 3010038574.jpg
3010040468 | IGNITER | EA | 1 | BSN-111X-F | Delhi | MEXA-7100DEGR | OVN | Raw Material - AP | 3010040468.jpg
3010041031 | POWER SUPPLY | EA | 1 | PBA50F-24-N(2.2A,COVER,TERMINAL) | Delhi | MEXA-7100DEGR | OVN | Raw Material - AP | 3010041031.jpg
3010041032 | POWER SUPPLY | EA | 1 | PBA75F-24-N(3.2A,COVER,TERMINAL) | Delhi | MEXA-7100DEGR | OVN | Raw Material - AP | 3010041032.jpg
3010041033 | POWER SUPPLY | EA | 1 | PBA100F-24-N(4.5A,COVER,TERMINAL) | Delhi | MEXA-7100DEGR | OVN | Raw Material - AP | 3010041033.jpg
3010041111 | I/O UNIT | EA | 1 | 750-602 (24VDC POWER SUPPLY) | Delhi | M7200 H | OVN | Raw Material - AP | 3010041111.jpg
3010041112 | END UNIT | EA | 1 | 750-600 (FIELDBUS END MODULE) | Delhi | M7200 H | OVN | Raw Material - AP | 3010041112.jpg
3010041138 | I/O UNIT | EA | 1 | 750-467 (ANALOG IN 2CH 0-10V) | Delhi | M7200 H | OVN | Raw Material - AP | 3010041138.jpg
3010041142 | I/O UNIT | EA | 1 | 750-469/000-006(ANALOG IN 2CH TC(J)) | Delhi | M7200 H | OVN | Raw Material - AP | 3010041142.jpg
3010041143 | I/O UNIT | EA | 1 | 750-469 (ANALOG IN 2CH TC(K)) | Delhi | M7200 H | OVN | Raw Material - AP | 3010041143.jpg
3010041223 | LEAD STORAGE BATTERY | EA | 1 | SEB35 | Delhi | M7200 H | OVN | Raw Material - AP | 3010041223.jpg
3010041300 | BREAKER | EA | 1 | NF50-FAU 2P 50A (CE) | Delhi | M7200 H | OVN | Raw Material - AP | 3010041300.jpg
3010041555 | CURRENT SENSOR | EA | 1 | L03S050D15 | Delhi | M7200 H | OVN | Raw Material - AP | 3010041555.jpg
3010042534 | TIME-LAG FUSE | EA | 1 | 0218.500MXP (250V, 0.5A) | Delhi | Mexa-7200D | SHS | Raw Material - AP | 3010042534.jpg
3010042535 | TIME-LAG FUSE | EA | 1 | 0218001.MXP (250V, 1A) | Delhi |  |  | Raw Material - AP | 30100425341.jpg
3010042750 | POWER SUPPLY | EA | 1 | PBA50F-5-N (10A,COVER,TERMINAL) | Delhi |  |  | Raw Material - AP | 3010042750.jpg
3011000243 | UNION, HALF, FUT-H1101, 4D*6D*R1/8 | EA | 1 | FUT-H1101 4DIA/6DIAXR1/8 | Delhi |  |  | Raw Material - AP | 3011000243.jpg
3011002470 | RUBBER FOOT | EA | 1 | C-30-RK-3225 | Delhi |  |  | Raw Material - AP | 3011002470.jpg
3011009032 | TUBE | EA | 1 | 4.0X 6.0(PTFE)L= 50M | Delhi |  |  | Raw Material - AP | 3011009032.jpg
3011010643 | PLUG | EA | 1 | M-5P M5X0.8 | Delhi |  |  | Raw Material - AP | 3011010643.jpg
3011011557 | SOLENOID VALVE | EA | 1 | YDV3A1/4C 24V4DIA2K NO8645042-0 | Delhi |  |  | Raw Material - AP | 3011011557.jpg
3011013341 | COVER, MAINFOLD | EA | 1 | MV-16,MV-11-1 8665141-00 | Delhi |  |  | Raw Material - AP | 3011013341.jpg
3011017487 | NEEDLE VALVE | EA | 1 | NV-2.5SHB | Delhi |  |  | Raw Material - AP | 3011017487.jpg
3011021647 | ELECTRIC COOLER | EA | 1 | DH-209C-1-R (2.5 DEG) AC100V | Delhi |  |  | Raw Material - AP | 3011021647.jpg
3011022858 | TUBE | M | 1 | 3.0X 1.5(PTFE),NR-504-44 | Delhi |  |  | Raw Material - AP | 3011022858.jpg
3011026018 | UNION, ELBOW | EA | 1 | PUWL-3A, SUS-316, R 1/8 X 3D | Delhi |  |  | Raw Material - AP | 3011026018.jpg
3011028913 | REGULATOR | EA | 1 | AW10-M5BCG | Delhi |  |  | Raw Material - AP | 3011028913.jpg
3011032743 | CYLINDER | EA | 1 | NA | Delhi |  |  | Raw Material - AP | 3011032743.jpg
3011032878 | HEATER | EA | 1 | HK5255R63.2L12A | Delhi |  |  | Raw Material - AP | 3011032878.jpg
3011033170 | PLUG | EA | 1 | KQ2P-06 | Delhi |  |  | Raw Material - AP | 3011033170.jpg
3011035574 | FILTER | EA | 2 | DAT-100S NO.00325 3PCS | Delhi |  |  | NA | 3011035574.jpg
3011035717 | REGULATOR | EA | 1 | UB13-L152-SV-1 | Delhi |  |  | Raw Material - AP | 3011035717.jpg
3011035950 | FIN GUARD | EA | 1 | 8130(FOR SQR120) | Delhi |  |  | Raw Material - AP | 3011035950.jpg
3011036308 | HEPA FILTER | EA | 1 | NA | Delhi |  |  | Raw Material - AP | 3011036308.jpg
3011036310 | COARSE FILTER | EA | 1 | NA | Delhi |  |  | Raw Material - AP | 3011036310.jpg
3011037807 | RUBBER HEATER | EA | 1 | SAMICON230 20X100 24V20W 1000V/M | Delhi |  |  | Raw Material - AP | 3011037807.jpg
3011038245 | FILTER | EA | 1 | FOR DSB-451 AND DSB-601 | Delhi |  |  | Raw Material - AP | 3011038245.jpg
3011038643 | HEATER | EA | 1 | HR5162R14.6L24B | Delhi |  |  | Raw Material - AP | 3011038643.jpg
3011038896 | BALL SLIDE | EA | 1 | BSPG2560SLE10 | Delhi |  |  | Raw Material - AP | 3011038896.jpg
3011039073 | DIAPHRAM PLATE | EA | 1 | FOR PUMP HTP-306 | Delhi |  |  | Raw Material - AP | 3011039073.jpg
3011039084 | FILTER | EA | 2 | DA-120S NO.00067 2PCS | Delhi |  |  | Raw Material - AP | 3011039084.jpg
3011045280 | TEFLON SHEET | EA | #N/A | HTP-306,316 NO.F22504 | Delhi |  |  | Raw Material - AP | 3011045280.jpg
3011046848 | MINCO HEATER | EA | 1 | HK5236R67.3L12BU UL | Delhi |  |  | Raw Material - AP | 3011046848.jpg
3011048026 | VALVE OPERATOR | EA | 1 | A3515 W/ O-RING X 2PC | Delhi |  |  | Raw Material - AP | 3011048026.jpg
3011048146 | CHECK VALVE | EA | 1 | AKH06-00 | Delhi |  |  | Raw Material - AP | 3011048146.jpg
3012011128 | FILTER | EA | 1 | MEXA-XXXJ/JU/JE | Delhi |  |  | Semifinished Product - AP | 3012011128.jpg
3012027019 | HEATER, CARTRIDGE | EA | 1 | DIA8X50L 100V/30W | Delhi |  |  | Semifinished Product - AP | 3012027019.jpg
3012051362 | PRESSURE GAUGE | EA | 1 | 0-100KPA | Delhi |  |  | Semifinished Product - AP | 3012051362.jpg
3012069384 | HEATER, CARTRIDGE | EA | 1 | CH-1A 20W/AC100V DIA8X35L | Delhi |  |  | Semifinished Product - AP | 3012069384.jpg
3012093352 | OGU-700 | EA | 2 | NA | Delhi |  |  | Semifinished Product - AP | 3012093352.jpg
3012098750 | CHIMNEY-1 | EA | 1 | FORFIA-720 | Delhi |  |  | Semifinished Product - AP | 3012098750.jpg
3012098751 | CHIMNEY-2 | EA | 1 | FORFIA-720 | Delhi |  |  | Semifinished Product - AP | 3012098751.jpg
3012100662 | REACTOR720 | EA | 3 | NA | Delhi |  |  | NA | 3012100662.jpg
3012102233 | CAPILLARY | EA | 1 | H-FIA CAPILLARY | Delhi |  |  | Semifinished Product - AP | 3012102233.jpg
3012102384 | CAPILLARY | EA | 5 | H-FIA CAPILLARY HF681 | Delhi |  |  | Semifinished Product - AP | 3012102384.jpg
3012105693 | FM/DO BLOCK | EA | 1 | CLA-720A | Delhi |  |  | Semifinished Product - AP | 3012105693.jpg
3012115111 | SV BLOCK | EA | 1 | CVS-7000/SHS MV-17*4 | Delhi |  |  | Semifinished Product - AP | 3012115111.jpg
3012117446 | WINDOW, 20D*1T, CAF2 | EA | 1 | DIA20X1T CAF2 | Delhi |  |  | Semifinished Product - AP | 3012117446.jpg
3012120307 | WINDOW | EA | 1 | BAF2 | Delhi |  |  | Semifinished Product - AP | 3012120307.jpg
3012130979 | POLE B | EA | 1 | MAGNETIC COIL (MPA-21) | Delhi |  |  | Semifinished Product - AP | 3012130979.jpg
3012131748 | SPRING | EA | 1 | .=17=SUS304 DIA7.3 L=13 | Delhi |  |  | Semifinished Product - AP | 3012131748.jpg
3012139136 | CAPILLARY | EA | 1 | SUS304 | Delhi |  |  | Semifinished Product - AP | 3012139136.jpg
3012165264 | SILVER SOLDERING | EA | 1 | H511904-01,E012275000 ASSEMBLY | Delhi |  |  | Semifinished Product - AP | 3012165264.jpg
3012166973 | CAPILLARY | EA | 1 | D3.HOLDER TYPE 0.4*1.0*200 | Delhi |  |  | Semifinished Product - AP | 3012166973.jpg
3012170961 | PLATE, INSULATING | EA | 1 | '=001=APSA-350E | Delhi |  |  | Semifinished Product - AP | 3012170961.jpg
3012210625 | PACKING C | EA | 1 | MEXA-2000FT | Delhi |  |  | Semifinished Product - AP | 3012210625.jpg
3012218562 | CELL, SPACER | EA | 1 | MPA T=0.2 | Delhi |  |  | Semifinished Product - AP | 3012218562.jpg
3012219587 | PCB | EA | 1 | PRE-4S3A | Delhi |  |  | Semifinished Product - AP | 3012219587.jpg
3012232788 | D.S FILTER | EA | 1 | MEXA-XXXJ/JU/JE | Delhi |  |  | Semifinished Product - AP | 3012232788.jpg
3012242786 | SPACER | EA | 1 | FOR AIA-71X AS7,60X29X2T | Delhi |  |  | Semifinished Product - AP | 3012242786.jpg
3012243314 | HF SPACER | EA | 1 | OVEN HF SPACER | Delhi |  |  | Semifinished Product - AP | 3012243314.jpg
3012245569 | ADIABATOR REACTOR | EA | 1 | FORCLA-7X0 | Delhi |  |  | Semifinished Product - AP | 3012245569.jpg
3012246149 | SF HOLDER-2 | EA | 1 | AIA-72X AS7,60X29X2T SUS | Delhi |  |  | Semifinished Product - AP | 3012246149.jpg
3012252377 | ELECTRODE | EA | 1 | DRAIN | Delhi |  |  | Semifinished Product - AP | 3012252377.jpg
3012258563 | INSULATING SHEET | EA | 1 | .=001=OVN-72XA HEATED FILTER | Delhi |  |  | Semifinished Product - AP | 3012258563.jpg
3012258564 | INSULATING SHEET | EA | 1 | . =002=T=20 | Delhi |  |  | Semifinished Product - AP | 3012258564.jpg
3012266594 | OPTICAL SLIT | EA | 1 | AIA-721 FOR CELL HOLDER 1;I.D.12 | Delhi |  |  | Semifinished Product - AP | 3012266594.jpg
3012277372 | CELLINSU-R | EA | 1 | FG-1X0 | Delhi |  |  | Semifinished Product - AP | 3012277372.jpg
3012305633 | COM INSULATION S. | EA | 1 | MEXA-1170NX | Delhi |  |  | Semifinished Product - AP | 3012305633.jpg
3012331937 | PROTECTION ELEMENT | EA | #N/A | MEXA-1170HFID | Delhi |  |  | Semifinished Product - AP | 3012331937.jpg
3012333785 | HEAT CONDUCT. SHEET | EA | 1 | HEAT CONDUCTION SHEET FOR CLA-DET | Delhi |  |  | Semifinished Product - AP | 3012333785.jpg
3012342397 | KRS-5 WINDOW | EA | 1 | FT | Delhi |  |  | Semifinished Product - AP | 3012342397.jpg
3014023597 | H-BE 6M | EA | 1 | SIZE 6.4X6.4X0.4(1PC LIST; 35/LOT) | Delhi |  |  | Semifinished Product - AP | 3014023597.jpg
3014031030 | PRINTED BOARD ASSY. | EA | 1 | FT-CNT-03 (H1011590001) WITH ROM | Delhi |  |  | Semifinished Product - AP | 30140310301.jpg
3014038043 | S-FILTER | EA | 1 | SF-025 | Delhi |  |  | Finished Product - AP | 3014038043.jpg
3014041326 | P-W-CO FILTER 64 | EA | 1 | NBF-04010 6.4X6.4MM (1PC LIST 35PC/LOT) | Delhi |  |  | Semifinished Product - AP | 3014041326.jpg
3014055165 | FILTER ASSY,SOLID | EA | 1 | CO/C02 20D,AIA-1X0 | Delhi |  |  | Semifinished Product - AP | 3014055165.jpg
3014055849 | HC filter 20 | EA | 1 | FOR CFA HC 20DIA | Delhi |  |  | Semifinished Product - AP | 30140558491.jpg
3014056018 | REF FILTER | EA | 1 | NBF-03009 900/LOT | Delhi |  |  | Semifinished Product - AP | 3014056018.jpg
3014056106 | CAPILLARY, SA-130 | EA | 3 | SA-130 | Delhi |  |  | Semifinished Product - AP | 3014056106.jpg
3014056114 | CAPILLARY | EA | 1 | SA-141M-XJ | Delhi |  |  | Semifinished Product - AP | 3014056114.jpg
3014056121 | CAPILLARY | EA | 1 | SA-172-J | Delhi |  |  | Semifinished Product - AP | 3014056121.jpg
3014056135 | CAPILLARY | EA | 1 | SA-202-J | Delhi |  |  | Semifinished Product - AP | 30140561351.jpg
3014056141 | CAPILLARY | EA | 1 | SA-241-X | Delhi |  |  | Semifinished Product - AP | 30140561411.jpg
3014056159 | CAPILLARY, SA-330-J | EA | 1 | SA-330-J | Delhi |  |  | Semifinished Product - AP | 3014056159.png
3014056176 | CAPILLARY | EA | 1 | SA-500-J | Delhi |  |  | Semifinished Product - AP | 3014056176.jpg
3014056204 | CAPILLARY | EA | 1 | SA-430-BJ | Delhi |  |  | Semifinished Product - AP | 3014056204.png
3014056217 | CAPILLARY | EA | 1 | SA-152-QJ | Delhi |  |  | Semifinished Product - AP | 3014056217.jpg
3014056401 | CAPILLARY | EA | 2 | SA-701-QJ | Delhi |  |  | Semifinished Product - AP | 30140564011.png
3014056479 | SOLID FILTER | EA | 1 | SO2-WBF,WBF-07001,20D | Delhi |  |  | Semifinished Product - AP | 3014056479.png
3014057509 | CAPILLARY | EA | 1 | SA-250-J | Delhi |  |  | Semifinished Product - AP | 30140575093.jpg
3014057565 | FILTER,SOLID CO-NBF-S | EA | 1 | CO-NBF-S;AIA-XX0 CO(L)150PCSLOT | Delhi |  |  | Semifinished Product - AP | 3014057565.jpg
3014057822 | CAPILLARY | EA | 1 | SA-232-QJ | Delhi |  |  | Semifinished Product - AP | 3014057822.jpg
3014058408 | LIGHT SOURCE | EA | 1 | BE-140 | Delhi |  |  | NA | 3014058408.jpg
3014059448 | CO FILTER | EA | 1 | BE-140(2155-2175) | Delhi |  |  | Semifinished Product - AP | 3014059448.png
3014059451 | GP-203 | EA | 1 | TO-5 PACKAGE | Delhi |  |  | Semifinished Product - AP | 3014059451.png
3014059647 | GAS CHECKER | EA | 1 | MEXA-J/JU/JE | Delhi |  |  | Finished Product - AP | 3014059647.jpg
3014060127 | R CELL | EA | 1 | AIA-721 200MM | Delhi |  |  | Semifinished Product - AP | 3014060127.jpg
3014060128 | SAMPLE CELL 2 | EA | 1 | NA | Delhi |  |  | Semifinished Product - AP | 3014060128.jpg
3014060131 | LIGHT SOURCE | EA | 3 | H3-ARG-001 CO/CO2 | Delhi |  |  | Semifinished Product - AP | 30140601311.jpg
3014060132 | LIGHT SOURCE | EA | 1 | HH3-ARG-01, AIA HIGH POWER | Delhi |  |  | Semifinished Product - AP | 3014060132.jpg
3014060137 | GAS FILTER | EA | 1 | GF7-ARG-000, AS7 | Delhi |  |  | Semifinished Product - AP | 3014060137.jpg
3014060138 | GAS FILTER | EA | 1 | GF7-CDO-100, AS7 | Delhi |  |  | Semifinished Product - AP | 3014060138.png
3014060147 | DETECTOR | EA | 1 | COSTD NDIR NO.145 | Delhi |  |  | Semifinished Product - AP | 3014060147.png
3014060151 | AS7-HCSTD | EA | 1 | NDIR NO,149 0502194000 | Delhi |  |  | Semifinished Product - AP | 30140601511.png
3014060152 | AS7-N2OASM | EA | 1 | NDIR NO,150 0502194100 | Delhi |  |  | Semifinished Product - AP | 30140601521.jpg
3014060153 | AS7-N2OASC | EA | 1 | NDIR NO,151 0502194200 | Delhi |  |  | Semifinished Product - AP | 30140601531.png
3014060194 | DETECTOR | EA | 2 | CLA-700 DET, FOR CLA-7XX | Delhi |  |  | NA | 30140601941.jpg
3014061123 | CO2 FILTER | EA | 1 | NBF-04005 FOR BJCO2 700/LOT | Delhi |  |  | Semifinished Product - AP | 3014061123.jpg
3014061599 | PCB, ASSY | EA | 2 | NA | Delhi |  |  | Semifinished Product - AP | 3014061599.jpg
3014062023 | PCB.ASSY | EA | 1 | SM-CPU-03(554JX) CGROM | Delhi |  |  | Semifinished Product - AP | 3014062023.jpg
3014062508 | FAN ASSY | EA | 1 | CUDC24D4,1625-02P1 | Delhi |  |  | Semifinished Product - AP | 3014062508.png
3014062567 | CAPILLARY | EA | 3 | SA-090-J | Delhi |  |  | Semifinished Product - AP | 3014062567.png
3014097551 | REACTOR | EA | 1 | CLA-755 | Delhi |  |  | Semifinished Product - AP | 3014097551.png
3030020681 | SWITCH, OL | EA | 1 | OLV-2A-1 | Delhi |  |  | Raw Material - AP | 3030020681.png
3030020755 | SWITCH, FLOAT | EA | 1 | OLV-5-1 | Delhi |  |  | Raw Material - AP | 3030020755.png
3030020780 | THERMISTOR | EA | 1 | 103AT-2 | Delhi |  |  | Raw Material - AP | 3030020780.png
3030020917 | NOISE FILTER | EA | 1 | FN285-6/06,250,6A | Delhi |  |  | Raw Material - AP | 3030020917.png
3030020923 | SPARK QUENCHER | EA | 1 | XEB-1203 (AC250V) | Delhi |  |  | Raw Material - AP | 3030020923.png
3030021237 | PLUG | EA | 1 | PT1/8 SUS304 | Delhi |  |  | Raw Material - AP | 3030021237.png
3030021557 | FAN GUARD | EA | 1 | 8136-TR | Delhi |  |  | Raw Material - AP | 3030021557.png
3030021693 | NEEDLE VALVE | EA | 1 | GB-32-2(SUS316)PT1/8 OR4 | Delhi |  |  | Raw Material - AP | 3030021693.png
3030049453 | O-RING, P15 | EA | 1 | NA | Delhi |  |  | NA | 3030049453.jpg
3030051271 | MSS CONNECTOR | EA | 1 | MSS-LP-1.5(40) | Delhi |  |  | Raw Material - AP | 3030051271.jpg
3030052518 | POWER UNIT | EA | 1 | EWS-50-24 85-265VAC,110-330VDC | Delhi |  |  | Raw Material - AP | 3030052518.png
3030052945 | SEESAW SWITCH | EA | 1 | 1803.1102 | Delhi |  |  | Raw Material - AP | 3030052945.png
3030054948 | PROTECTOR | EA | 1 | 8134(FOR SQR90) | Delhi |  |  | Raw Material - AP | 3030054948.png
3030055110 | PUMP | EA | 1 | MX-808ST-S(AH2634) AC100V | Delhi |  |  | Raw Material - AP | 3030055110.png
3030055239 | ROLETT BOLT | EA | 1 | A-1176-16 | Delhi |  |  | Raw Material - AP | 3030055239.png
3100103580 | SOLENOID VALVE | EA | 1 | SVA-11 | Delhi |  |  | Raw Material - AP | 3100103580.png
3100120181 | CABLE ASSEMBLY | EA | 1 | MEXA-584L S CABLE6 | Delhi |  |  | Semifinished Product - AP | 3100120181.png
3100133549 | CATALYZER UNIT | EA | 7 | MEXA-7000 OVN GC3 CATALYZER | Delhi |  |  | Finished Product - AP | 3100133549.jpg
3100137316 | FLOWSWITCH | EA | 1 | PFM710-01L-C-M | Delhi |  |  | Raw Material - AP | 3100137316.png
3100150612 | POWER SUPPLY | EA | 1 | PBA50F-12-N(4.3A,COVER,TERMINAL) | Delhi |  |  | Raw Material - AP | 3100150612.png
3100160849 | POWER SUPPLY | EA | 1 | PBA10F-24-N(0.5A,COVER,TERMINAL) | Delhi |  |  | Raw Material - AP | 3100160849.png
3100167808 | POWER SUPPLY | EA | 1 | PBA15F-5-N(3A,COVER,TERMINAL) | Delhi |  |  | Raw Material - AP | 3100167808.jpg
3100179786 | FILTER ELEMENT | EA | 1 | AME-EL550 (FOR AME550) | Delhi |  |  | Raw Material - AP | 3100179786.jpg
3100186486 | CIRCUIT BREAKER | EA | 1 | CP30-BA 2P 1-MD 30A A | Delhi |  |  | Raw Material - AP | 3100186486.jpg
3100205913 | BREAKER | EA | 1 | NF50-FAU 2P 30A (CE) | Delhi |  |  | Raw Material - AP | 3100205913.jpg
3100207059 | HEATER | EA | 1 | HR5469R7.1L12B 76.2X177.8 81W (24VDC) | Delhi |  |  | Raw Material - AP | 3100207059.jpg
3200025849 | FILTER | EA | 1 | DFU9922-11-BX | Delhi |  |  | Raw Material - AP | 3200025849.jpg
3200031305 | HEATER | EA | 1 | HR5595R35.3L12B 19.1X50.8 16.3W(24VDC | Delhi |  |  | Raw Material - AP | 3200031305.jpg
3200043879 | SILICONE GREASE, 50G | EA | 1 | SILICONE,HIGH VACUUM50GRAMS (PD-SERIES) | Delhi |  |  | Finished Product - AP | 3200043879.jpg
3200043957 | FILTER ASSY, DFU9900-05-BK | EA | 1 | DFU9900-05-BK | Delhi |  |  | Finished Product - AP | 3200043957.jpg
3200044239 | FILTER ELEMENT | EA | 2 | POLOPLATE 30-0.01 X2 | Delhi |  |  | NA | 3200044239.jpg
3200044404 | FILTER | EA | 1 | P8 400MESH 3PCS/SET | Delhi |  |  | Finished Product - AP | 3200044404.jpg
3200060985 | BREAKER | EA | 1 | NF50-FAU 2P 10A (CE) | Delhi |  |  | Raw Material - AP | 3200060985.jpg
3200060986 | BREAKER | EA | 1 | NF50-FAU 2P 20A (CE) | Delhi |  |  | Raw Material - AP | 3200060986.jpg
3200073197 | HEATER | EA | 1 | HR5335R5.8L12A | Delhi |  |  | Raw Material - AP | 3200073197.jpg
3200080700 | CIRCUIT BREAKER(ELB) | EA | 1 | NV50-FAU 2P 30A 230-240V 30MA (CE) | Delhi |  |  | Raw Material - AP | 3200080700.jpg
3200080701 | CIRCUIT BREAKER(ELB) | EA | 1 | NV50-FAU 2P 50A 230-240V 30MA (CE) | Delhi |  |  | Raw Material - AP | 3200080701.jpg
3200082066 | PRESSURE SENSOR | EA | 1 | PSE543-01 | Delhi |  |  | Raw Material - AP | 3200082066.jpg
3200082102 | TIME-LAG FUSE | EA | 1 | 0326015.MXP | Delhi |  |  | Raw Material - AP | 3200082102.jpg
3200082105 | EARTH LEAKAGE BREAKE | EA | 1 | NV30-FAU 2P 15A 30MA (CE) | Delhi |  |  | Raw Material - AP | 3200082105.jpg
3200082122 | O-RING, P100 | EA | 17 | NA | Delhi |  |  | Raw Material - AP | 3200082122.jpg
3200082134 | O-RING | EA | 1 | NA | Delhi |  |  | NA | 3200082134.jpg
3200082201 | FILTER | EA | 1 | A-1019-1C | Delhi |  |  | Raw Material - AP | 3200082201.jpg
3200082211 | AIR FILTER | EA | 1 | ASTL-50-60E DOUBLE PACKING | Delhi |  |  | Raw Material - AP | 3200082211.jpg
3200082231 | HEAD GASKET | EA | 7 | NA | Delhi |  |  | NA | 3200082231.jpg
3200082237 | REGULATOR | EA | 1 | UA13-M000-AVS | Delhi |  |  | Raw Material - AP | 3200082237.jpg
3200082249 | FAN | EA | 1 | NA | Delhi |  |  | Raw Material - AP | 3200082249.jpg
3200082277 | OC Cap | EA | 3 | NA | Delhi |  |  | Semifinished Product - AP | 3200082277.jpg
3200082561 | FILTER STOPPER ASS'Y | EA | #N/A | MEXA-G | Delhi |  |  | Semifinished Product - AP | 3200082561.jpg
3200082585 | STAND, PREAMPLIFIER | EA | 1 | 54X54 | Delhi |  |  | Semifinished Product - AP | 3200082585.jpg
3200082586 | PACKING, OC | EA | #N/A | MEXA-9000 (OIL CATCHER) | Delhi |  |  | Semifinished Product - AP | 3200082586.jpg
3200082831 | PRINTED BOARD ASSY. | EA | 1 | MEXA-SVS-01A | Delhi |  |  | Semifinished Product - AP | 3200082831.jpg
3200082891 | CAPILLARY | EA | 1 | NA | Delhi |  |  | NA | 3200082891.jpg
3200087156 | PRINTED BOARD UNIT | EA | 1 | FOR AIA-1X0 CMB-01 AC100V | Delhi |  |  | Semifinished Product - AP | 3200087156.jpg
3200088352 | PRINTED BOARD UNIT | EA | 3 | 12BIT 16CH, FOR MEXA-7000 | Delhi |  |  | Semifinished Product - AP | 3200088352.jpg
3200092614 | PRINTED BOARD UNIT | EA | 1 | FT-LPW-02 | Delhi |  |  | Semifinished Product - AP | 3200092614.jpg
3200092745 | PRINTED BOARD UNIT | EA | 2 | CG-CNN-01 | Delhi |  |  | Semifinished Product - AP | 3200092745.jpg
3200122221 | TEMP SENSOR ASSEMBLY | EA | 1 | NA | Delhi |  |  | Semifinished Product - AP | 3200122221.jpg
3200124893 | SOLENOID VALVE | EA | #N/A | MV-11C-1H 2DIA 24V 07566-00-0 | Delhi |  |  | Raw Material - AP | 3200124893.jpg
3200126103 | REGULATOR | EA | 1 | UB13-G352-SP | Delhi |  |  | NA | 3200126103.jpg
3200126579 | POWER SUPPLY | EA | 1 | PBA75F-24-JN(3.2A,COVER,CONNECTOR) | Delhi |  |  | Raw Material - AP | 3200126579.jpg
3200131706 | PRINTED BOARD UNIT | EA | 1 | CLA-PRE-10A (CLA-0XOV/-0XHV/-01) | Delhi |  |  | Semifinished Product - AP | 3200131706.jpg
3200149091 | CAPILLARY | EA | 1 | . =019= D0.3X1.0 L1200 | Delhi |  |  | Semifinished Product - AP | 3200149091.jpg
3200153665 | COVER F | EA | 1 | MEXA/ANR-0X | Delhi |  |  | Semifinished Product - AP | 3200153665.jpg
3200155684 | NOISE FILTER | EA | 1 | FN283-10-06 (250V 10A SW,FUSEX1) | Delhi |  |  | Raw Material - AP | 3200155684.jpg
3200157912 | HEATER | EA | 1 | HK5422R4.8L12BU | Delhi |  |  | Raw Material - AP | 3200157912.jpg
3200158051 | HEATER | EA | 1 | HK5419R7.5L12BU | Delhi |  |  | Raw Material - AP | 3200158051.jpg
3200175372 | CAPILLARY | EA | 1 | D0.5X1.6 L 135 | Delhi |  |  | Semifinished Product - AP | 3200175372.jpg
3200177836 | LMCT BASE 1 | EA | 1 | MEXA-6000FT/ANR | Delhi |  |  | Semifinished Product - AP | 3200177836.jpg
3200177838 | LMCT BASE 2 | EA | 1 | MEXA-6000FT/ANR | Delhi |  |  | Semifinished Product - AP | 3200177838.jpg
3200177839 | LMCT BASE 3 | EA | 1 | MEXA-6000FT/ANR | Delhi |  |  | Semifinished Product - AP | 3200177839.jpg
3200183140 | CAPILLARY | EA | 3 | .=008=HF100A (G655) | Delhi |  |  | Semifinished Product - AP | 3200183140.jpg
3200183141 | CAPILLARY | EA | 1 | . =009=HE100A (113DEG) | Delhi |  |  | Semifinished Product - AP | 3200183141.jpg
3200199649 | SENSOR CABLE | EA | 1 | RX-821026-20 | Delhi |  |  | Raw Material - AP | 3200199649.jpg
3200214670 | THERMOCOUPLE | EA | 1 | TSC-A-SJ-S-2-1.6-U-SUS316-300/300-JX-G | Delhi |  |  | Raw Material - AP | 3200214670.jpg
3200216151 | CHECK VALVE | EA | 1 | CPV-010KS | Delhi |  |  | Raw Material - AP | 3200216151.jpg
3200218201 | POWER SUPPLY | EA | 1 | PBA30F-5-N | Delhi |  |  | Raw Material - AP | 3200218201.jpg
3200218917 | INSULATING SHEET | EA | 1 | =003=F-02HB FILTER HOLDER | Delhi |  |  | Semifinished Product - AP | 3200218917.jpg
3200220936 | POWER TRANSFORMER | EA | 1 | WECC-500-22F(09001)(100-120->100V 500VA) | Delhi |  |  | Raw Material - AP | 3200220936.jpg
3200220939 | POWER TRANSFORMER | EA | 1 | WECC-500-42F(09002)(200-240->100V 500VA) | Delhi |  |  | Raw Material - AP | 3200220939.jpg
3200220940 | POWER TRANSFORMER | EA | 1 | WECC-1K-22F(09003)(100-120->100V 1kVA) | Delhi |  |  | Raw Material - AP | 3200220940.jpg
3200220942 | POWER TRANSFORMER | EA | 1 | WECC-1K-42F(09004)(200-240->100V 1KVA) | Delhi |  |  | Raw Material - AP | 3200220942.jpg
3200236527 | ARRESTER | EA | 1 | LV275DI-Q4 | Delhi |  |  | Raw Material - AP | 3200236527.jpg
3200236576 | POWER TRANSFORMER | EA | 1 | WECC-200-22F(09006)(100-120->100V 200VA) | Delhi |  |  | Raw Material - AP | 3200236576.jpg
3200236577 | POWER TRANSFORMER | EA | 1 | WECC-200-42F(09007)(200-240->100V 200VA) | Delhi |  |  | Raw Material - AP | 3200236577.jpg
3200236579 | POWER TRANSFORMER | EA | 1 | WECC-300-22F(09008)(100-120->100V 300VA) | Delhi |  |  | Raw Material - AP | 3200236579.jpg
3200236580 | POWER TRANSFORMER | EA | 1 | WECC-300-42F(09009)(200-240->100V 300VA) | Delhi |  |  | Raw Material - AP | 3200236580.jpg
3200236892 | CELL | EA | 1 | =001=MEXA/R-EGR-02 | Delhi |  |  | Semifinished Product - AP | 3200236892.jpg
3200236949 | CELL | EA | 1 | =002=MEXA/R-EGR-02 | Delhi |  |  | Semifinished Product - AP | 3200236949.jpg
3200243896 | THERMOCOUPLE | EA | 1 | TS4-J16CS-U-600-EXD1000 | Delhi |  |  | Raw Material - AP | 3200243896.jpg
3200243989 | THERMOCOUPLE ASSY. | EA | 1 | =002=L15.5, J-1.6-C-200-U-4-EXD-250 | Delhi |  |  | Semifinished Product - AP | 3200243989.jpg
3200246048 | THERMOCOUPLE ASSY. | EA | 1 | =003=L11, J-1.6-C-400-U-4-EXD-300 | Delhi |  |  | Semifinished Product - AP | 3200246048.jpg
3200260993 | TEMP.CONTROLLER | EA | 1 | E5GN-Q101TD-C-FLK (AC/DC24) | Delhi |  |  | Raw Material - AP | 3200260993.jpg
3200265078 | HEATER | EA | 1 | HR5457R10.6L12A 68.1X87.4 54.3W(24VDC) | Delhi |  |  | Raw Material - AP | 3200265078.jpg
3200267139 | CABLE ASSEMBLY | EA | 1 | MEXA-ONE/FIA-01H IGN GND-THC OR CH4 | Delhi |  |  | Semifinished Product - AP | 3200267139.jpg
3200267140 | CABLE ASSEMBLY | EA | 1 | MEXA-ONE/FIA-01H IGN SIG-THC OR CH4 | Delhi |  |  | Semifinished Product - AP | 3200267140.jpg
3200267236 | POWER SUPPLY | EA | 1 | PBA30F-12N | Delhi |  |  | Raw Material - AP | 3200267236.jpg
3200268241 | COVER HEATER | EA | 1 | MEXA-ONE/CLA-02HV-CH120-DC24-F110 | Delhi |  |  | Semifinished Product - AP | 3200268241.jpg
3200268446 | BF FILTER HOLDER ASM | EA | 1 | MEXA/SHS-01H-X | Delhi |  |  | Semifinished Product - AP | 3200268446.jpg
3200269430 | THERMOCOUPLE | EA | 1 | TS4-J10CS-U-500-EXD600 | Delhi |  |  | Raw Material - AP | 3200269430.jpg
3200271713 | FILTER ELEMENT | EA | 1 | AMD-EL150 (FOR AMD150C) | Delhi |  |  | Raw Material - AP | 3200271713.jpg
3200273323 | VACUUM PUMP | EA | 1 | DOP-80S(SP) AC100V | Delhi |  |  | Raw Material - AP | 3200273323.jpg
3200277357 | REGULATOR | EA | 1 | YH1185A01 DIAPHRAGM/KAPTON -66KPA | Delhi |  |  | Raw Material - AP | 3200277357.jpg
3200289243 | PUMP | EA | 2 | DA-40S(S)D AC100V | Delhi |  |  | Raw Material - AP | 3200289243.jpg
3200294154 | HEATER | EA | 1 | HR5583R19.9L12A | Delhi |  |  | Raw Material - AP | 3200294154.jpg
3200295173 | CHECK VALVE | EA | 1 | AKH04B-01S | Delhi |  |  | Raw Material - AP | 3200295173.jpg
3200309622 | CAPILLARY | EA | 1 | E713--9=HFA481 | Delhi |  |  | Semifinished Product - AP | 3200309622.jpg
3200311215 | LAN HUB | EA | 1 | FL SWITCH SFNB 5TX | Delhi |  |  | Raw Material - AP | 3200311215.jpg
3200315318 | PT TEMP SENSOR | EA | 1 | MEXA/SHS | Delhi |  |  | Semifinished Product - AP | 3200315318.jpg
3200324661 | CARTRIDGE HEATER | EA | 1 | 002=CHA08-035-D024-015-0600 -0 | Delhi |  |  | Semifinished Product - AP | 3200324667.jpg
3200347610 | SV(W/CONNECTOR) ASM | EA | 1 | SV W/CONNECTOR(MV-14) | Delhi |  |  | Semifinished Product - AP | 3200347610.jpg
3200347613 | SV(W/CONNECTOR) ASM | EA | 1 | SV W/CONNECTOR(MV-9A-2) | Delhi |  |  | Semifinished Product - AP | 3200347613.jpg
3200350411 | TC BRACKET | EA | 1 | MEXA-6000FT/ANR | Delhi |  |  | Semifinished Product - AP | 3200350411.jpg
3200352816 | HEATER | EA | 1 | HR5423R8.6L12A | Delhi |  |  | Raw Material - AP | 3200352816.jpg
3200352819 | HEATER | EA | 1 | HR5384R8.8L12A | Delhi |  |  | Raw Material - AP | 3200352819.jpg
3200352822 | HEATER | EA | 1 | HR5318R15.7L12A | Delhi |  |  | Raw Material - AP | 3200352822.jpg
3200356012 | VACUUM GAUGE | EA | 1 | PA-750-102A-R1-2 | Delhi |  |  | Raw Material - AP | 3200356012.jpg
3200360231 | PUMP(W/CONNECTOR) ASM | EA | 1 | DA-40S PUMP W/CONNECTOR | Delhi |  |  | Semifinished Product - AP | 3200360231.jpg
3200361232 | CAPILLARY | EA | 1 | 010=HE451 (113DEG) | Delhi |  |  | Semifinished Product - AP | 3200361232.jpg
3200363036 | BYPASS CAPILLARY | EA | 1 | MEXA/CLA-01HV | Delhi |  |  | Semifinished Product - AP | 3200363036.jpg
3200366391 | REGULATOR | EA | #N/A | UA14-L402-AV | Delhi |  |  | Raw Material - AP | 3200366391.jpg
3200369193 | HEATER | EA | 1 | HR5318R52.1L12B | Delhi |  |  | Raw Material - AP | 3200369193.jpg
3200372109 | LAN HUB | EA | #N/A | FL SWITCH SFNB 8TX | Delhi |  |  | Raw Material - AP | 3200372109.jpg
3200375664 | SV(W/CONNECTOR) ASM | EA | 1 | SV W/CONNECTOR(MV-9A-1/8-2) | Delhi |  |  | Semifinished Product - AP | 3200375664.jpg
3200378339 | COVER F | EA | 1 | MEXA/DCU-01 | Delhi |  |  | Semifinished Product - AP | 3200378339.jpg
3200378497 | HEAT RELEASE GEL | EA | 1 | MEXA/DCU-01 | Delhi |  |  | Semifinished Product - AP | 3200378497.jpg
3200378498 | HEAT RELEASE GEL | EA | 1 | MEXA/DCU-01 | Delhi |  |  | Semifinished Product - AP | 3200378498.jpg
3200378499 | HEAT RELEASE GEL | EA | 1 | MEXA/DCU-01 | Delhi |  |  | Semifinished Product - AP | 3200378499.jpg
3200378500 | HEAT RELEASE GEL | EA | 1 | MEXA/DCU-01 | Delhi |  |  | Semifinished Product - AP | 3200378500.jpg
3200378501 | HEAT RELEASE GEL | EA | 1 | MEXA/DCU-01 | Delhi |  |  | Semifinished Product - AP | 3200378501.jpg
3200380077 | HEATER | EA | 1 | HK5586R13.1L12B 25.4X44.5 44.1W(24VDC) | Delhi |  |  | Raw Material - AP | 3200380077.jpg
3200384446 | CAPILLARY | EA | 1 | 011=HF461A | Delhi |  |  | Semifinished Product - AP | 3200384446.jpg
3200384447 | CAPILLARY | EA | 5 | 012=HF610A | Delhi |  |  | Semifinished Product - AP | 3200384447.jpg
3200384448 | CAPILLARY | EA | 1 | 013=HF521A | Delhi |  |  | Semifinished Product - AP | 3200384448.jpg
3200384473 | CAPILLARY | EA | 1 | 011=HE461A (113DEG) | Delhi |  |  | Semifinished Product - AP | 3200384473.jpg
3200384477 | CAPILLARY | EA | 1 | 012=HE810A (113DEG) | Delhi |  |  | Semifinished Product - AP | 3200384477.jpg
3200384478 | CAPILLARY | EA | 1 | 013=HE521A (113DEG) | Delhi |  |  | Semifinished Product - AP | 3200384478.jpg
3200390783 | PRINTED BOARD COMB. | EA | 1 | MEXA-ANL-10B + CPU-07N | Delhi |  |  | Semifinished Product - AP | 3200390783.jpg
3200390800 | PRINTED BOARD COMB. | EA | 1 | ANL-10B+AIA-10A (COHH/CO2H,N2O,HCH,HCL) | Delhi |  |  | Semifinished Product - AP | 3200390800.jpg
3200391867 | CIRCUIT BREAKER(ELB) | EA | 1 | NV125-CVF 3P 100A100-440V30MA CE.CCC-TCS | Delhi |  |  | Raw Material - AP | 3200391867.jpg
3200391896 | CIRCUIT BREAKER(ELB) | EA | 1 | NV125-CVF 3P 60A100-440V30MA CE.CCC-TCS | Delhi |  |  | Raw Material - AP | 3200391896.jpg
3200393607 | HEATER | EA | 1 | HK5591R12.9L12A 38.1X44.5 44.7W(24VDC) | Delhi |  |  | Raw Material - AP | 3200393607.jpg
3200394571 | NOISE FILTER | EA | 1 | NAC-10-472 | Delhi |  |  | Raw Material - AP | 3200394571.jpg
3200394572 | NOISE FILTER | EA | 1 | NAC-20-472 | Delhi |  |  | Raw Material - AP | 3200394572.jpg
3200394575 | NOISE FILTER | EA | 1 | NBC-20-472 | Delhi |  |  | Raw Material - AP | 3200394575.jpg
3200394576 | NOISE FILTER | EA | 1 | NBC-30-472 | Delhi |  |  | Raw Material - AP | 3200394576.jpg
3200399612 | COVER HEATER | EA | 1 | RACK-CH191-F-100V | Delhi |  |  | Semifinished Product - AP | 3200399612.jpg
3200404972 | PRINTED BOARD UNIT | EA | 1 | MEXA-CNN-17 | Delhi |  |  | Semifinished Product - AP | 3200404972.jpg
3200408494 | HEATER | EA | 1 | HR5401R48.6L12B | Delhi |  |  | Raw Material - AP | 3200408494.jpg
3200411819 | THERMOCOUPLE ASSY. | EA | 1 | 005=L50.5, J-1.6-C-200-U-4-EXD-250 | Delhi |  |  | Semifinished Product - AP | 3200411819.jpg
3200416071 | FILTER ELEMENT | EA | 1 | AF40P-060S | Delhi |  |  | Raw Material - AP | 3200416071.jpg
3200430054 | PRINTED BOARD UNIT | EA | 1 | MEXA-CNN-16(ROHS) | Delhi |  |  | Semifinished Product - AP | 3200430054.jpg
3200432487 | ELECTRIC COOLER | EA | 1 | GCR-121BN | Delhi |  |  | Semifinished Product - AP | 3200432487.jpg
3200438527 | DC FAN (W/CONNECTOR) | EA | 1 | DC FAN 120 W/CONNECTOR | Delhi |  |  | Semifinished Product - AP | 3200438527.jpg
3200443119 | COVER HEATER | EA | 1 | RACK-CH191-F-200V | Delhi |  |  | Semifinished Product - AP | 3200443119.jpg
3010029459 | SW REGULATOR | EA | 1 | EWS100-24 | Delhi | MEXA -1600DEGR | CLA | Raw Material - AP | 3200444736.PNG
3200447582 | MIRROR M2.4S | EA | 1 | MEXA-6000FT/ANR | Delhi |  |  | Semifinished Product - AP | 3200447582.jpg
3200447583 | FIELD MIRROR M2.4S | EA | 1 | MEXA-6000FT/ANR | Delhi |  |  | Semifinished Product - AP | 3200447583.jpg
3200451875 | NEEDLE VALVE | EA | 2 | SS-1RS8MM-NH | Delhi |  |  | Raw Material - AP | 3200451875.jpg
3200452861 | PACKING | EA | #N/A | CVS-ONE/ESU | Delhi |  |  | Semifinished Product - AP | 3200452861.jpg
3200453623 | HARNESS | EA | 1 | MEXA-ONE/OVN THC | Delhi |  |  | Semifinished Product - AP | 3200453623.jpg
3200453624 | HARNESS | EA | 1 | MEXA-ONE/OVN CH4 | Delhi |  |  | Semifinished Product - AP | 3200453624.jpg
3200455744 | PRINTED BOARD UNIT | EA | 1 | MEXA-MPU-01 | Delhi |  |  | Semifinished Product - AP | 3200455744.jpg
3200467185 | PRINTED BOARD UNIT | EA | 1 | FIA-PRE-10A (GFA-01) | Delhi |  |  | Semifinished Product - AP | 3200467185.jpg
3200467186 | PRINTED BOARD UNIT | EA | 1 | FIA-PRE-10A (GFA-01SL | Delhi |  |  | Semifinished Product - AP | 3200467186.jpg
3200484023 | CAPILLARY | EA | 5 | D0.4X1.0 L=165 | Delhi |  |  | Semifinished Product - AP | 3200484023.jpg
3200505591 | REGULATOR | EA | 1 | UV13-L202-AVH | Delhi |  |  | Raw Material - AP | 3200505591.jpg
3200505592 | REGULATOR | EA | 1 | UW13-L202-AVH | Delhi |  |  | Raw Material - AP | 3200505592.jpg
3200505754 | CO2 FILTER EGR | EA | 1 | R-EGR-02H / MEXA-ONE | Delhi |  |  | Semifinished Product - AP | 3200505754.jpg
3200510735 | CAPI.SPEC | EA | 1 | MEXA-ONE/R-EGR-02H | Delhi |  |  | Semifinished Product - AP | 3200510735.jpg
3200512773 | HALF UNION | EA | 1 | KQ2H06-01NS | Delhi |  |  | Raw Material - AP | 3200512773.jpg
3200512804 | ELBOW UNION | EA | 1 | KQ2L06-01NS | Delhi |  |  | Raw Material - AP | 3200512804.jpg
3200513532 | INDICATOR LAMP | EA | 1 | CHL-0S016CH4N3(S-WHT,GRY,CN) | Delhi |  |  | Raw Material - AP | 3200513532.jpg
3200525017 | PRESSURE SENSOR | EA | 1 | PSE541A-01 | Delhi |  |  | Raw Material - AP | 3200525017.jpg
3200527679 | PRINTED BOARD UNIT | EA | 1 | OBS-AMP-01 | Delhi |  |  | Semifinished Product - AP | 3200527679.jpg
3200527928 | POWER SUPPLY | EA | 1 | PBA1500F-24-XHRB | Delhi |  |  | Raw Material - AP | 3200527928.jpg
3200528567 | RELAY | EA | 1 | AHN36024(DC24V) | Delhi |  |  | Raw Material - AP | 3200528567.jpg
3200528680 | TIME-LAG FUSE | EA | 1 | 3130 (58V 30A) | Delhi |  |  | Raw Material - AP | 3200528680.jpg
3200528682 | TIME-LAG FUSE | EA | 1 | 3150 (58V 50A) | Delhi |  |  | Raw Material - AP | 3200528682.jpg
3200528892 | H.FILTER UNIT | EA | 1 | OBS-ONE/GA,FA | Delhi |  |  | Semifinished Product - AP | 3200528892.jpg
3200529023 | POSISTER UNIT | EA | 1 | PTWSB1BC201T260A00(SHEET) | Delhi |  |  | Semifinished Product - AP | 3200529023.jpg
3200531099 | POSISTOR HEATER | EA | 1 | PTWSB2AG201T260A00(SHEET) | Delhi |  |  | Semifinished Product - AP | 3200531099.jpg
3200531100 | POSISTOR HEATER | EA | 1 | PTWSB1AS201T260A00(SHEET) | Delhi |  |  | Semifinished Product - AP | 3200531100.jpg
3200533480 | AIA SENSOR UNIT | EA | 1 | OBS-ONE/GA | Delhi |  |  | Semifinished Product - AP | 3200533480.jpg
3200543878 | RS CONVERTER | EA | 1 | UPort 1110 USB-RS232 CONVERTER | Delhi |  |  | Raw Material - AP | 3200543878.jpg
3200544186 | AIR FILTER | EA | 1 | FH-100PE-10 610X610X25T 1PC | Delhi |  |  | Finished Product - AP | 3200544186.jpg
3200550485 | PRINTED BOARD UNIT | EA | 1 | OBS-TML-01 | Delhi |  |  | Semifinished Product - AP | 3200550485.jpg
3200550486 | PRINTED BOARD UNIT | EA | 1 | OBS-TML-02 | Delhi |  |  | Semifinished Product - AP | 3200550486.jpg
3200556376 | MAINTENANCE KIT | EA | 1 | EXCHANGE TO MD-10K FOR GC-71A/AR | Delhi |  |  | Semifinished Product - AP | 3200556376.jpg
3200557636 | HEATER | EA | 1 | HK5568R25.0L12A | Delhi |  |  | Raw Material - AP | 3200557636.jpg
3200557663 | PRINTED BOARD UNIT | EA | 1 | OBS-TML-03 | Delhi |  |  | Semifinished Product - AP | 3200557663.jpg
3200557675 | PRINTED BOARD UNIT | EA | 1 | OBS-GPS-02 | Delhi |  |  | Semifinished Product - AP | 3200557675.jpg
3200558334 | V REACTOR O | EA | 1 | OBS-ONE/GA | Delhi |  |  | Semifinished Product - AP | 3200558334.jpg
3200558553 | FA COMPUTER | EA | 1 | JPS-BUETCA | Delhi |  |  | Raw Material - AP | 32005585531.jpg
3200558580 | MICRO COUPLER | EA | 1 | MC-04SC(BSBM,NBR) | Delhi |  |  | Raw Material - AP | 3200558580.jpg
3200559158 | PRINTED BOARD UNIT | EA | 1 | OBS-PCU-11 | Delhi |  |  | Semifinished Product - AP | 3200559158.jpg
3200559159 | PRINTED BOARD UNIT | EA | 1 | OBS-PCU-12 | Delhi |  |  | Semifinished Product - AP | 32005591592.jpg
3200559253 | FA COMPUTER | EA | 1 | SEC-D019(L6) | Delhi |  |  | Raw Material - AP | 3200559253.jpg
3200560738 | NOZZLE | EA | 1 | OBS-ONE/FA | Delhi |  |  | Semifinished Product - AP | 3200560738.jpg
3200563833 | PRINTED BOARD COMB. | EA | 1 | MEXA-ANL-10B + MEXA-CLA-10 (OBS-ONE) | Delhi |  |  | Semifinished Product - AP | 3200563833.jpg
3200563834 | PRINTED BOARD COMB. | EA | 1 | MEXA-ANL-10B + MEXA-FIA-01 (OBS-ONE) | Delhi |  |  | Semifinished Product - AP | 3200563834.jpg
3200566705 | FIA PRE-ANP ASSY | EA | 1 | OBS-ONE/FA FIA PRE-AMPLIFIRE | Delhi |  |  | Semifinished Product - AP | 3200566705.jpg
3200566763 | PRINTED BOARD UNIT | EA | 1 | MEXA-WST-01(FOR OBS-ONE) | Delhi |  |  | Semifinished Product - AP | 32005667631.jpg
3200568664 | SUPPORT ELEMENT | EA | 1 | OBS-ONE/GA,FA | Delhi |  |  | Semifinished Product - AP | 3200568664.jpg
3200575652 | PIPE EXH A | EA | 1 | OBS-ONE/TP | Delhi |  |  | Semifinished Product - AP | 3200575652.jpg
3200575655 | PIPE EXH B | EA | 1 | OBS-ONE/TP | Delhi |  |  | Semifinished Product - AP | 3200575655.jpg
3200575657 | PIPE EXH C | EA | 1 | OBS-ONE/TP | Delhi |  |  | Semifinished Product - AP | 3200575657.jpg
3200578459 | DO HOLDER A | EA | 1 | OBS-ONE/GA | Delhi |  |  | Semifinished Product - AP | 3200578459.jpg
3200580111 | PIPE EXH D | EA | 1 | OBS-ONE/TP | Delhi |  |  | Semifinished Product - AP | 3200580111.jpg
3200580573 | RELAY | EA | 1 | G9EN-1-UVD-HS DC24 | Delhi |  |  | Raw Material - AP | 32005805731.jpg
3200580760 | PIPE EXH E | EA | 1 | OBS-ONE/TP | Delhi |  |  | Semifinished Product - AP | 3200580760.jpg
3200581245 | NI-MH BATTERY | EA | 1 | BBU0011-CDHB01 | Delhi |  |  | Raw Material - AP | 3200581245.jpg
3200582410 | POWER SUPPLY | EA | 1 | BSU0021-CHHB01 | Delhi |  |  | Raw Material - AP | 3200582410.jpg
3200584925 | CPU UNIT | EA | 1 | 750-352-H (LAN COUPLER:OBS-ONE) | Delhi |  |  | Raw Material - AP | 3200584925.jpg
3200585636 | PRINTED BOARD UNIT | EA | 1 | MEXA-CLA-10 (OBS-ONE) | Delhi |  |  | Semifinished Product - AP | 3200585636.jpg
3200585691 | PRINTED BOARD UNIT | EA | 1 | MEXA-AIA-11 (OBS-ONE) | Delhi |  |  | Semifinished Product - AP | 3200585691.jpg
3200589607 | CAPILLARY | EA | 1 | OBS-ONE/FA HF272 | Delhi |  |  | Semifinished Product - AP | 3200589607.jpg
3200589608 | CAPILLARY | EA | 1 | OBS-ONE/FA HF060 | Delhi |  |  | Semifinished Product - AP | 3200589608.jpg
3200593146 | DC FAN (W/CONNECTOR) | EA | 1 | DC FAN 60 W/CONNECTOR | Delhi |  |  | Semifinished Product - AP | 3200593146.jpg
3200593652 | CHECK VALVE | EA | 1 | CPV-003KS | Delhi |  |  | Raw Material - AP | 3200593652.jpg
3200602042 | PUMP ASSY.(W/CONNECTER) | EA | 1 | NA | Delhi |  |  | Semifinished Product - AP | 3200602042.jpg
3200603441 | AIR COMBINATION | EA | 1 | AC20X-BGS20-B (AF+AFD+AR0.05-0.85MPA) | Delhi |  |  | Raw Material - AP | 3200603441.jpg
3200605273 | SV(W/CONNECTOR) ASM | EA | 1 | SV W/CONNECTOR(MV-14-H) | Delhi |  |  | Semifinished Product - AP | 3200605273.jpg
3200607638 | SV(W/CONNECTOR) ASM | EA | 1 | SV W/CONNECTOR(MV-16-H) | Delhi |  |  | Semifinished Product - AP | 3200607638.jpg
3200609263 | FILTER REGULATOR | EA | 1 | AW20-02BG-B | Delhi |  |  | Raw Material - AP | 3200609263.jpg
3200609434 | TC ASSY. | EA | 1 | OBS-ONE/TPA WITH CONNECTOR | Delhi |  |  | Semifinished Product - AP | 3200609434.jpg
3200614181 | FA COMPUTER | EA | 1 | SBC-A116013(OSLESS/Z530/RAM1GB/SSD8GB) | Delhi |  |  | Raw Material - AP | 3200614181.jpg
3200656518 | FLOW METER ASSY | EA | 1 | FM-10-C-01 + CABLE + FM10-CNN-01 | Delhi |  |  | Semifinished Product - AP | 3200656518.jpg
3200657078 | HeNe POWER ASSY | EA | #N/A | LASOS HeNe LASER | Delhi |  |  | Semifinished Product - AP | 3200657078.jpg
3200681931 | THERMISTOR UNIT | EA | 1 | OBS-ONE/GA NOX THERMISTOR | Delhi |  |  | Semifinished Product - AP | 3200681931.jpg
3200681932 | THERMISTOR UNIT | EA | 1 | OBS-ONE/GA NO THERMISTOR | Delhi |  |  | Semifinished Product - AP | 3200681932.jpg
3200683697 | DIAPHRAGM | EA | 1 | NA | Delhi |  |  | Raw Material - AP | 3200683697.jpg
3200687203 | CAPILLARY | EA | 3 | HF461B | Delhi |  |  | Semifinished Product - AP | 3200687203.jpg
3200687454 | CAPILLARY | EA | 1 | HE461B | Delhi |  |  | Semifinished Product - AP | 3200687454.jpg
3200694096 | exchange kit for rubber joint | EA | 1 | MEXA-ONE OVN(hot hose:1A) | Delhi |  |  | Semifinished Product - AP | 3200694096.jpg
3200694098 | exchange kit for rubber joint | EA | 1 | MEXA-ONE OVN(hot hose:2A) | Delhi |  |  | Semifinished Product - AP | 3200694098.jpg
3200776811 | FIA/CAL JOINT MODIFICATION UNIT | EA | 1 | MEXA-ONE/OVN | Delhi |  |  | Semifinished Product - AP | 3200776811.jpg
3200779269 | PS UNIT MODIFICATION | EA | 1 | MEXA-7X00/SVS | Delhi |  |  | Semifinished Product - AP | 3200779269.jpg
1000005376 | oil-Filter-Cartridge W962-2 | EA | 1 | NA | Delhi | Dyno Engine | Dyno Engine | Raw Material - EMEA
1000007438 | PC ASSY,SPARC,SOCKET7 CPU BOARD | EA | 1 | M0215067.01 | Delhi | Dyno Engine | Dyno Engine | Raw Material - EMEA
1000072752 | Power supply 230/24V-10A CS10.241 Puls | EA | 1 | NA | Delhi | Dyno Engine | Dyno Engine | Raw Material - EMEA
1000079153 | LC-display 5.7" STN SP14Q002-A1 | EA | 1 | NA | Delhi | Dyno Engine | Dyno Engine | Raw Material - EMEA
3010041021 | POWER SUPPLY | EA | 1 | PBA1000F-24 | Delhi | MEXA-7100DEGR | OVN | Raw Material - AP
3012232213 | CABLE | EA | 1 | D-SUB INCH 25 FEMALE X2 STRAIGHT L=2.0M | Delhi |  |  | Semifinished Product - AP
3012277296 | SPRING HOOK | EA | 1 | FT | Delhi |  |  | Semifinished Product - AP
3014043859 | PRINTED BOARD ASSY. | EA | 1 | AIA-LSC-01B | Delhi |  |  | Semifinished Product - AP
3200023318 | ANALOG CABLE L=3m | EA | 1 | MEXA-584L ANALOG CABLE L=3m | Delhi |  |  | Finished Product - AP
3200412263 | SM-CPU-12 MODIFICATION | EA | 1 | FROM E1000822800 to E2000860000 | Delhi |  |  | Semifinished Product - AP
3200662548 | MEXA-441ME_ETO | EA | 1 | MEXA-441ME_ETO | Delhi |  |  | Finished Product - AP
3200680007 | LASER BASE | EA | 1 | MEXA/FT | Delhi |  |  | Semifinished Product - AP
3904000098 | Power supply | EA | 1 | NA | Delhi |  |  | Raw Material - AP
3904000176 | Photo Micro Sensor-EE-SF5 | EA | 1 | NA | Delhi |  |  | Finished Product - AP
3904000196 | Humidifier Thermal Fuse | EA | 1 | NA | Delhi |  |  | Finished Product - AP
3904000202 | ARM COVER | EA | 1 | NA | Delhi |  |  | Finished Product - AP
3014023848 | NOX SENSOR | EA | 1 | NA | Delhi |  |  | Finished Product - AP
3904000206 | O2 Sensor | EA | 7 | NA | Delhi |  |  | Finished Product - AP
1000004622 | CONTROLBOARD, 029.352 157 | EA | 1 | 029.352 157 | Delhi |  |  | Raw Material - EMEA
3011027838 | TUBE | M | 1 | 2.5X4.0 (PFA) | Delhi |  |  | Raw Material - AP
3012283742 | SI TUBE6 | EA | 1 | COMMON D50 L80 TYPE:A,B | Delhi |  |  | Semifinished Product - AP
3012288073 | PIPE SPACER | EA | 1 | OBS-1000 D37 TYPE:A | Delhi |  |  | Semifinished Product - AP
3030021172 | TEFLON TUBE | EA | 4 | 2.0X 3.0(PTFE) | Delhi |  |  | NA
3100126252 | CRIP ASSEMBLY | EA | 1 | OBS-2000 | Delhi |  |  | Semifinished Product - AP
3200591928 | PF-TPA ATTACHMENT PARTS | EA | 1 | OBS-ONE/PF 5M | Delhi |  |  | Semifinished Product - AP
3014062510 | SOLENOID VALVE ASSY | EA | 1 | SY124-5H,5239-02 | Delhi |  |  | Semifinished Product - AP
3200237220 | SPECIFICATION(HEPA FILTER FOR CHAM) | EA | 1 | NA | Delhi |  |  | Semifinished Product - AP
3200436022 | PS CHANGE LIST | EA | 1 | P30E-5(-N) -> PBA30F-5-N SIDE ATTACH | Delhi |  |  | NA
3011028684 | FAN | EA | 1 | TUDC24Z4 DC24V | Delhi |  |  | Raw Material - AP
3010031801 | THERMAL FUSE | EA | 1 | NA | Delhi |  |  | NA
3200224408 | SERVICE KIT | EA | 1 | NA | Delhi |  |  | NA
3200399616 | DRAIN POT INSIDE | EA | 1 | MEXA-ONE/RACK | Delhi |  |  | Semifinished Product - AP
3014053729 | DUST FILTER ASSY | EA | 1 | SECONDALY FILTER | Delhi |  |  | Semifinished Product - AP
3200825783 | LASER UNIT | EA | #N/A | MEXA/FT | Delhi |  |  | NA
1300067000 | Power Supply Type LEW 2002 PB007H | EA | 1 | NA | Delhi |  |  | Raw Material - EMEA
1000005360 | gas spring LIFT-O-MAT stroke 300/685,5 | EA | 1 | NA | Delhi |  |  | Raw Material - EMEA
3012118122 | PACKING | EA | 7 | FPM 6D-10.2D-8L | Delhi |  |  | Semifinished Product - AP
1300054284 | Power Supply Board A74PW355B-HC2 Mitsubi | EA | 1 | NA | Delhi |  |  | Semifinished Product - AP
1300088354 | FR-HC2-H160K-560K-Control Board ME | EA | 1 | NA | Delhi |  |  | Semifinished Product - AP
3011040030 | FLEXIBLE TUBE | EA | 1 | D10 HOSE-END,L1000 PS10-100 | Delhi |  |  | Semifinished Product - AP
3012333018 | O2/CAL LINE | EA | 1 | CLA-757 | Delhi |  |  | Semifinished Product - AP
3014056180 | CAPILLARY | EA | 5 | SA-501J | Delhi |  |  | Semifinished Product - AP
3200687739 | DRYER | EA | 1 | 3795200 DRYER FOR OBS-ONE-PN | Delhi |  |  | Semifinished Product - AP
3904000052 | MGT-300/st horiba | EA | 1 | NA | Delhi |  |  | Semifinished Product - AP
1300054282 | FR-HC2-H400K-560K-CPU ME | EA | 1 | NA | Delhi |  |  | Semifinished Product - AP
3011014861 | FILTER ELEMENT | EA | #N/A | NA | Delhi |  |  | Semifinished Product - AP
3200087013 | PRINTED BOARD UNIT | EA | 1 | MEXA-PNL-02 FIA-726N | Delhi |  |  | Semifinished Product - AP
3200087125 | PRINTED BOARD UNIT | EA | 1 | MDLT-PID-01 | Delhi |  |  | Semifinished Product - AP
3200088378 | PRINTED BOARD UNIT | EA | 1 | MEXA-FCA-01 FIA-726N | Delhi |  |  | Semifinished Product - AP
3200621812 | TUBE PUMP | EA | 1 | SR25 Acid Flex P/N20252134 | Delhi |  |  | Semifinished Product - AP
3012218844 | PACKING | EA | #N/A | NA | Delhi |  |  | Semifinished Product - AP
3014062012 | BUFFER | EA | 1 | NA | Delhi |  |  | Semifinished Product - AP
3014062794 | PRINTED BOARD ASSY | EA | 1 | NA | Delhi |  |  | Semifinished Product - AP
1000089048 | grease SHELL Gadus S2 V220 2, 400g | EA | 7 | NA | Delhi |  |  | Semifinished Product - AP
1300027939 | SPARC 12V 19" V 1IO 2WD dyno V.01 | EA | 1 | NA | Delhi |  |  | Semifinished Product - AP
1300059669 | Replacement filter AF74-1A Honeywell | EA | #N/A | NA | Delhi |  |  | Semifinished Product - AP
1300080410 | Power supply Alpha Lambda CA400 H47147 | EA | 1 | NA | Delhi |  |  | Semifinished Product - AP
3011029365 | VACUUM PUMP | EA | 1 | NA | Delhi |  |  | Semifinished Product - AP
3011036311 | CHARCOAL FILTER | EA | 1 | NA | Delhi |  |  | Semifinished Product - AP
3011037869 | DC FAN | EA | 1 | NA | Delhi |  |  | Semifinished Product - AP
3011038241 | VANE | EA | #N/A | NA | Delhi |  |  | Semifinished Product - AP
3014014956 | PUMP ASSY | EA | 1 | NA | Delhi |  |  | Semifinished Product - AP
3014049966 | OGU UNIT | EA | #N/A | NA | Delhi |  |  | Semifinished Product - AP
3014055522 | FILTER, TIP | EA | 1 | NA | Delhi |  |  | Semifinished Product - AP
3014056109 | CAPILLARY | EA | #N/A | NA | Delhi |  |  | Semifinished Product - AP
3014056178 | CAPILLARY | EA | 1 | NA | Delhi |  |  | Semifinished Product - AP
3014056407 | CAPILLARY | EA | #N/A | NA | Delhi |  |  | Semifinished Product - AP
3014056789 | CAPILLARY | EA | #N/A | NA | Delhi |  |  | Semifinished Product - AP
3030021441 | TUBE | EA | 2 | NA | Delhi |  |  | Semifinished Product - AP
3030021797 | TUBE | EA | 1 | NA | Delhi |  |  | Semifinished Product - AP
3030055066 | TUBE | EA | 1 | NA | Delhi |  |  | Semifinished Product - AP
3200043926 | O-RING | EA | 3 | NA | Delhi |  |  | Semifinished Product - AP
3200044433 | LEAKAGE CHECK CAP | EA | 2 | NA | Delhi |  |  | Semifinished Product - AP
3200082316 | PACKING (S) | EA | 1 | NA | Delhi |  |  | Semifinished Product - AP
3200125431 | FILTER | EA | 1 | NA | Delhi |  |  | Semifinished Product - AP
3200160707 | PRINTED BOARD INST. | EA | 1 | NA | Delhi |  |  | Semifinished Product - AP
3200293151 | FLEXIBLE TUBE | EA | 1 | NA | Delhi |  |  | Semifinished Product - AP
3200529056 | DEODORIZATION FILTER | EA | 1 | NA | Delhi |  |  | Semifinished Product - AP
3200654577 | CHOPPER MOTOR ASSY F-710D | EA | 1 | NA | Delhi |  |  | Semifinished Product - AP
3200828937 | LIGHT SOURCE UNIT | EA | 1 | NA | Delhi |  |  | Semifinished Product - AP
3200858820 | Unjudgment_DLS Modification | EA | #N/A | NA | Delhi |  |  | Semifinished Product - AP
3200858821 | Unjudgment_DLT Modification | EA | #N/A | NA | Delhi |  |  | Semifinished Product - AP
3200884510 | MEXA-2300SPCS | EA | #N/A | NA | Delhi |  |  | Semifinished Product - AP
3200082317 | PISTON | EA | 4 | 13.6D-30.5L CR | Delhi |  |  | NA | 0001229510.jpg
3200082382 | PACKING | EA | 3 | =009=CVS JIS5K 6B | Delhi |  |  | NA | 0001253953.jpg
3200082383 | PACKING | EA | #N/A | CVS JIS5K 8B | Delhi |  |  | NA | 0001276524.jpg
3200082680 | FIN | EA | 3 | MEXA-324J | Delhi |  |  | Semifinished Product - AP | 0MI0024343.jpg
3010028555 | THERMOCOUPLE | EA | 1 | J-1.6-C-20-U-(8)X L=100MM | Delhi | MEXA -7000DEGR | AIA | Raw Material - AP | 3010028555.jpg
3010036659 | EARTH LEAKAGE BREAKE | EA | #N/A | NV30-FAU 2P 5A 30MA (CE) MEXA-ONE | Delhi | MEXA ONE | CLA | Raw Material - AP | 3010036659.jpg
3010036660 | EARTH LEAKAGE BREAKE | EA | #N/A | NV30-FAU 2P 10A 30MA (CE) | Delhi | MEXA ONE | CLA | Raw Material - AP | 3010036660.jpg
3010041035 | POWER SUPPLY | EA | 1 | PBA150F-24-N(6.5A,COVER,TERMINAL) | Delhi | MEXA-7100DEGR | OVN | Raw Material - AP | 3010041035.jpg
3010041155 | POWER SUPPLY | EA | #N/A | PBA600F-24 | Delhi | M7200 H | OVN | Raw Material - AP | 3010041155.jpg
3010042569 | POWER SUPPLY | EA | 1 | PBA300F-24 | Delhi |  |  | Raw Material - AP | 3010042569.jpg
3011011201 | PUMP | EA | #N/A | MD-10 AC100V | Delhi |  |  | Raw Material - AP | 3011011201.jpg
3011012247 | VALVE, NEEDLE | EA | #N/A | NA | Delhi |  |  | Raw Material - AP | 3011012247.jpg
3011013897 | DIAPHRAGM | EA | #N/A | NA | Delhi |  |  | NA | 3011013897.jpg
3011015254 | REGULATOR | EA | #N/A | AW20-02BG | Delhi |  |  | Raw Material - AP | 3011015254.jpg
3011017761 | HEATER ASSYEMBLY | EA | 2 | 600-HEATER ASSEMBLY SA12-107 | Delhi |  |  | Raw Material - AP | 3011017761.jpg
3011018493 | CLAMP | EA | 1 | NA | Delhi |  |  | NA | 3011018493.jpg
3011018494 | CENTER RING | EA | 1 | NA | Delhi |  |  | NA | 3011018494.jpg
3011019710 | PUMP | EA | #N/A | MX-808ST-W-HS(FLFW012) AC220V | Delhi |  |  | NA | 3011019710.jpg
3011023203 | DIAPHRAGM ASSY | EA | 8 | FOR MX-808STW-HS(DIAPHRAGM,VALVE) | Delhi |  |  | NA | 3011023203.jpg
3011024841 | REGULATOR | EA | #N/A | UA13-S302-AV | Delhi |  |  | Raw Material - AP | 3011024841.jpg
3011025947 | PUMP | EA | #N/A | GD-6EH-100 93EMH004 REV1 | Delhi |  |  | Raw Material - AP | 3011025947.jpg
3011028148 | NEEDLE VALVE | EA | #N/A | HNV-3.5 3.5D 941088-00-0 | Delhi |  |  | Raw Material - AP | 3011028148.jpg
3011028381 | SOLENOID VALVE | EA | 1 | EX-01(1.2?? 24V) 947075-00-0 | Delhi |  |  | Raw Material - AP | 3011028381.jpg
3011028396 | REGULATOR | EA | 1 | APR:R-1-01, L=0.3M, NO.37384873 | Delhi |  |  | Raw Material - AP | 3011028396.jpg
3011028415 | HEATER | EA | #N/A | HR24867 (HR5365R140L12B) | Delhi |  |  | Raw Material - AP | 3011028415.jpg
3011028418 | HEATER | EA | #N/A | HR5275R21.8L12A | Delhi |  |  | Raw Material - AP | 3011028418.jpg
3011031549 | PUMP | EA | 1 | MV-10MT-B AC200V | Delhi |  |  | Raw Material - AP | 3011031549.jpg
3011032222 | NEEDLE VALVE | EA | #N/A | HNV-2A NO.971007-00-0 | Delhi |  |  | Raw Material - AP | 3011032222.jpg
3011032682 | CHECK VALVE | EA | #N/A | CMV-810N(SUS 3KPA)971092-00-0 | Delhi |  |  | NA | 3011032682.jpg
3011032753 | PRESSURE SWITCH | EA | #N/A | FVS-1 -8.624KPA(NO.P0006-N001) | Delhi |  |  | NA | 3011032753.jpg
3011034236 | PLUNGER SHEET | EA | #N/A | JHSR-119 TC FOR MV-11-1H | Delhi |  |  | NA | 3011034236.jpg
3011035718 | REGULATOR | EA | 1 | UB13-M152-SV-1 | Delhi |  |  | Raw Material - AP | 3011035718.jpg
3011039074 | DIAPHRAM SCREW | EA | #N/A | NA | Delhi |  |  | NA | 3011039074.jpg
3011039293 | PUMP | EA | #N/A | HTP-306-M1 AC100V 50/60HZ EMP FF3Y-017 | Delhi |  |  | Raw Material - AP | 3011039293.jpg
3011047455 | DIAPHRAGM | EA | 3 | HTP-330 | Delhi |  |  | Raw Material - AP | 3011047455.jpg
3011047456 | VALVE SET | EA | 3 | HTP-330 | Delhi |  |  | Raw Material - AP | 3011047456.jpg
3012083707 | MPA CELL-1 | EA | 1 | MPA(CELL SINGLE TYPE) | Delhi |  |  | Semifinished Product - AP | 3012083707.jpg
3012103444 | CHIMNEY | EA | 1 | NA | Delhi |  |  | Semifinished Product - AP | 3012103444.jpg
3012103448 | CHIMNEY2 | EA | 1 | NA | Delhi |  |  | Semifinished Product - AP | 3012103448.jpg
3012116530 | PACKING S | EA | #N/A | NA | Delhi |  |  | Semifinished Product - AP | 3012116530.jpg
3012125226 | ELECTRODE | EA | #N/A | A=37 B=23 MEXA-4300 | Delhi |  |  | Semifinished Product - AP | 3012125226.jpg
3012128307 | TEFLON SEAL | EA | #N/A | NA | Delhi |  |  | NA | 3012128307.jpg
3012161271 | FIXTURE, NOZZLE | EA | 2 | NA | Delhi |  |  | Semifinished Product - AP | 3012161271.jpg
3012167939 | SI RUBBER BAND | EA | #N/A | NA | Delhi |  |  | NA | 3012167939.jpg
3012167940 | SI RUBBER BAND | EA | #N/A | NA | Delhi |  |  | NA | 3012167940.jpg
3012253797 | SPACER | EA | 2 | NA | Delhi |  |  | Semifinished Product - AP | 3012253797.jpg
3012255295 | FID NOZZLE A | EA | 1 | NA | Delhi |  |  | NA | 3012255295.jpg
3012295125 | FILTER ELEMENT | EA | 5 | SUS,SINTERED METAL | Delhi |  |  | NA | 3012295125.jpg
3012332001 | FILTER ASSE | EA | #N/A | NA | Delhi |  |  | NA | 3012332001.jpg
3012340005 | INSULATION | EA | #N/A | NA | Delhi |  |  | Semifinished Product - AP | 3012340005.jpg
3014055848 | SOLID FILTER, CO 20 | EA | 1 | NA | Delhi |  |  | Semifinished Product - AP | 30140558481.jpg
3014056046 | FILTER ELEMENT | EA | #N/A | HOT FIA DF-04G(25PCS) | Delhi |  |  | Finished Product - AP | 3014056046.jpg
3014060134 | HH3-CDO100 | EA | #N/A | NA | Delhi |  |  | Semifinished Product - AP | 3014060134.jpg
3014060136 | CELL HOLDER | EA | 1 | AIA-721 200MM CELL HOLDER-2 | Delhi |  |  | NA | 3014060136.jpg
3014060139 | GAS FILTER | EA | 1 | GF7-CDO-008, AS7 | Delhi |  |  | Semifinished Product - AP | 3014060139.png
3014060145 | DETECTOR | EA | 1 | COASM NDIR NO.143 | Delhi |  |  | Semifinished Product - AP | 3014060145.png
3014060146 | DETECTOR | EA | 1 | COASC NDIR NO.144 | Delhi |  |  | Semifinished Product - AP | 3014060146.png
3014060148 | DETECTOR | EA | 1 | CO2STD NDIR NO.146 | Delhi |  |  | Semifinished Product - AP | 3014060148.png
3014060193 | DETECTOR | EA | 1 | MPA-720 (AS TYPE) | Delhi |  |  | Semifinished Product - AP | 30140601931.jpg
3014062806 | CELL | EA | #N/A | AIA-723 CELL:3MM | Delhi |  |  | Semifinished Product - AP | 3014062806.png
3014062964 | CEL-H7-S03 | EA | #N/A | NA | Delhi |  |  | Semifinished Product - AP | 3014062964.png
3030020853 | RELAY | EA | #N/A | MY2N-D2(DC24V) | Delhi |  |  | Raw Material - AP | 3030020853.png
3030021022 | STEPPING MOTOR | EA | #N/A | NA | Delhi |  |  | Raw Material - AP | 3030021022.png
3030049446 | O-RING, P34 | EA | 2 | NA | Delhi |  |  | NA | 3030049446.png
3030055784 | HOSE CLIP | EA | #N/A | HI-GRIP #9.5 -# 12 (#000) | Delhi |  |  | NA | 30300557841.png
3100157200 | AIR VALVE | EA | #N/A | PHS-401-3 NO. 05435-00-0 | Delhi |  |  | Raw Material - AP | 3100157200.png
3100175464 | NOZZLE | EA | #N/A | NA | Delhi |  |  | NA | 3100175464.jpg
3100197814 | CABLE ASSEMBLY | EA | #N/A | M-584L ANL05-CPU/CN8,9 | Delhi |  |  | NA | 3100197814.jpg
3200082178 | PRESSURE SWITCH | EA | #N/A | UPS-10 | Delhi |  |  | Raw Material - AP | 3200023278.jpg
3200023310 | NO SENSOR UNIT(OPT) | EA | 2 | MEXA-584L NO SENSOR CITYTECH | Delhi |  |  | Finished Product - AP | 3200023310.jpg
3200041023 | PRINTED BOARD ASSY. | EA | 1 | MEXA-CLA-01 FOR CLA-750A | Delhi |  |  | Semifinished Product - AP | 3200041023.jpg
3200043609 | DIAPHRAGM | EA | #N/A | FOR HP55 (CR.TEFRON-COATED) | Delhi |  |  | NA | 3200043609.jpg
3200043628 | FILTER ELEMENT | EA | #N/A | FOR OIL CATCHER X20 | Delhi |  |  | Finished Product - AP | 3200043628.jpg
3200044038 | DRAIN FILTER | EA | #N/A | NA | Delhi |  |  | NA | 3200044038.jpg
3200044048 | O RING | EA | #N/A | MEXA-J | Delhi |  |  | Finished Product - AP | 3200044048.jpg
3200044057 | SERVICE PARTS | EA | 9 | NA | Delhi |  |  | Finished Product - AP | 3200044057.jpg
3200044219 | FILTER ELEMENT | EA | #N/A | DF-03 25PC | Delhi |  |  | Finished Product - AP | 3200044219.jpg
3200044273 | F-PACKING | EA | #N/A | NA | Delhi |  |  | Finished Product - AP | 3200044273.jpg
3200044572 | SOLDER PARTS | EA | 1 | NA | Delhi |  |  | Semifinished Product - AP | 3200044572.jpg
3200045223 | FILTER ASSY, 9.5D*0.2T, 400MESH | EA | #N/A | NA | Delhi |  |  | NA | 3200045223.jpg
3200046195 | OZONATOR | EA | #N/A | NA | Delhi |  |  | Semifinished Product - AP | 3200046195.jpg
3200046245 | CAPILLARY | EA | #N/A | HF-501 H382255-05 | Delhi |  |  | Semifinished Product - AP | 3200046245.jpg
3200046284 | CAPILLARY | EA | 1 | HF-610 H382255-07 | Delhi |  |  | NA | 3200046284.jpg
3200046443 | CHOPPER MOTOR | EA | 5 | NA | Delhi |  |  | Semifinished Product - AP | 3200046443.jpg
3200082142 | SOLENOID VALVE | EA | 3 | MV-9A(3.5DIA SUS)NO.856594-00 | Delhi |  |  | Raw Material - AP | 3200082142.jpg
3200082149 | DIAPHRAGM | EA | #N/A | FX-7070ST 2 PCS/SET | Delhi |  |  | NA | 3200082149.jpg
3200082151 | VALVE ASSY | EA | #N/A | FX-7070ST BALL, SPRING 4 PCS/SET | Delhi |  |  | NA | 3200082151.jpg
3200082203 | SOLENOID VALVE | EA | 1 | MV-11-1A(2 DIA 24V) 986020-00-0 | Delhi |  |  | NA | 3200082203.jpg
3200082235 | PUMP | EA | #N/A | HTP-306 AC100V 50/60HZ EMP NO.AK2855 | Delhi |  |  | Raw Material - AP | 3200082235.jpg
3200082244 | PUMP | EA | 1 | NA | Delhi |  |  | Raw Material - AP | 3200082244.jpg
3200082399 | PACKING | EA | #N/A | NA | Delhi |  |  | NA | 3200082399.jpg
3200082427 | PACKING | EA | #N/A | NA | Delhi |  |  | NA | 3200082427.jpg
3200082784 | REACTOR V | EA | 1 | L33.3/A20.0 AU | Delhi |  |  | Semifinished Product - AP | 3200082784.jpg
3200082895 | TUBING PUMP | EA | 3 | NA | Delhi |  |  | Semifinished Product - AP | 3200082895.jpg
3200088278 | PRINTED BOARD UNIT | EA | 1 | 5G/50M, FOR CLA | Delhi |  |  | Semifinished Product - AP | 3200088278.jpg
3200088323 | PRINTED BOARD UNIT | EA | 3 | PRE-02A GAIN=1 | Delhi |  |  | Semifinished Product - AP | 3200088323.jpg
3200092490 | PRINTED BOARD UNIT | EA | 1 | AIA-LSC-01B | Delhi |  |  | Semifinished Product - AP | 3200092490.jpg
3200092562 | PRINTED BOARD UNIT | EA | #N/A | MEXA-PSB-01A | Delhi |  |  | Semifinished Product - AP | 3200092562.jpg
3200092672 | PRINTED BOARD UNIT | EA | #N/A | AP-CNN-01 | Delhi |  |  | Semifinished Product - AP | 3200092672.jpg
3200113328 | COOLER UNIT | EA | 1 | NA | Delhi |  |  | Semifinished Product - AP | 3200113328.jpg
3200126687 | SOLENOID VALVE | EA | #N/A | VV100-S41-02-M5 + V124-5HZ X 2 | Delhi |  |  | Raw Material - AP | 3200126687.jpg
3200131440 | PRINTED BOARD UNIT | EA | 1 | AIA-PRE-10 | Delhi |  |  | Semifinished Product - AP | 3200131440.jpg
3200131442 | PRINTED BOARD UNIT | EA | #N/A | MEXA-PSA-02 | Delhi |  |  | Semifinished Product - AP | 3200131442.jpg
3200131445 | PRINTED BOARD UNIT | EA | #N/A | AIA-LSC-10 | Delhi |  |  | Semifinished Product - AP | 3200131445.jpg
3200131701 | PRINTED BOARD UNIT | EA | 1 | MEXA-CNN-13 | Delhi |  |  | Semifinished Product - AP | 3200131701.jpg
3200131716 | PRINTED BOARD UNIT | EA | 1 | FIA-PRE-10A (FIA-0XO/-0XH/-01) | Delhi |  |  | Semifinished Product - AP | 3200131716.jpg
3200131720 | PRINTED BOARD UNIT | EA | #N/A | MEXA-DRV-12 | Delhi |  |  | Semifinished Product - AP | 3200131720.jpg
3200131739 | PRINTED BOARD UNIT | EA | 1 | MEXA-DRV-11 | Delhi |  |  | Semifinished Product - AP | 3200131739.jpg
3200131753 | PRINTED BOARD UNIT | EA | #N/A | MEXA-DRV-10 | Delhi |  |  | Semifinished Product - AP | 3200131753.jpg
3200131774 | PRINTED BOARD UNIT | EA | #N/A | MEXA-SVC-02A | Delhi |  |  | Semifinished Product - AP | 3200131774.jpg
3200131794 | PRINTED BOARD UNIT | EA | 1 | MEXA-CNN-10 | Delhi |  |  | Semifinished Product - AP | 3200131794.jpg
3200137633 | FLOW SENSOR | EA | #N/A | HM9500B06BZ0 | Delhi |  |  | Raw Material - AP | 3200137633.jpg
3200137914 | FLOW SENSOR | EA | #N/A | HM9500B05BZ0 | Delhi |  |  | Raw Material - AP | 3200137914.jpg
3200139772 | ACCESSORIES | EA | 4 | NA | Delhi |  |  | Semifinished Product - AP | 3200139772.jpg
3200144078 | CONVERTER ASSY. | EA | #N/A | NA | Delhi |  |  | Semifinished Product - AP | 3200144078.jpg
3200146297 | REGULATOR | EA | #N/A | ARM10F2-27G-3 | Delhi |  |  | Raw Material - AP | 3200146297.jpg
3200149794 | PRINTED BOARD UNIT | EA | 1 | MEXA-PSA-01 | Delhi |  |  | Semifinished Product - AP | 3200149794.jpg
3200156034 | REGULATOR | EA | #N/A | UV15-G662-SKK | Delhi |  |  | Raw Material - AP | 3200156034.jpg
3200156035 | REGULATOR | EA | 2 | UV15-G402-SKK | Delhi |  |  | Raw Material - AP | 3200156035.jpg
3200157514 | REGULATOR | EA | #N/A | UA14-M101-AV | Delhi |  |  | Raw Material - AP | 3200157514.jpg
3200158567 | REGULATOR | EA | 1 | YH1185A03 DIAPHRAGM/KAPTON -20KPA | Delhi |  |  | Raw Material - AP | 3200158567.jpg
3200160700 | PRINTED BOARD UNIT | EA | #N/A | AIA-PRE-11 | Delhi |  |  | Semifinished Product - AP | 3200160700.jpg
3200160709 | PRINTED BOARD COMB. | EA | #N/A | ANL-10B + AIA-11 (FOR R-EGR-02H) | Delhi |  |  | Semifinished Product - AP | 3200160709.jpg
3200163910 | PRINTED BOARD UNIT | EA | #N/A | MEXA-WST-01 | Delhi |  |  | Semifinished Product - AP | 3200163910.jpg
3200164135 | PRINTED BOARD UNIT | EA | 1 | MEXA-PSB-10 | Delhi |  |  | Semifinished Product - AP | 3200164135.jpg
3200169703 | PRINTED BOARD COMB. | EA | #N/A | MEXA-TCS-10 + TCS-CNN-13 + CPU-07N | Delhi |  |  | Semifinished Product - AP | 3200169703.jpg
3200169713 | PRINTED BOARD COMB. | EA | 1 | CPU-07N+SVC-01A :MEXA-ONE | Delhi |  |  | Semifinished Product - AP | 3200169713.jpg
3200169728 | PRINTED BOARD COMB. | EA | 1 | ANL-10B+AIA-10A (COL,COH/CO2,COSL,CO2L) | Delhi |  |  | Semifinished Product - AP | 3200169728.jpg
3200169730 | PRINTED BOARD COMB. | EA | 1 | MEXA-ANL-10B(+CNN+CPU) + MEXA-CLA-10 | Delhi |  |  | Semifinished Product - AP | 3200169730.jpg
3200169732 | PRINTED BOARD COMB. | EA | 1 | MEXA-ANL-10B(+CNN+CPU) + MEXA-FIA-01 | Delhi |  |  | Semifinished Product - AP | 3200169732.jpg
3200169741 | PRINTED BOARD COMB. | EA | #N/A | ANL-10B + AIA-11 (FOR R-TR-01/R-EGR-01) | Delhi |  |  | Semifinished Product - AP | 3200169741.jpg
3200171771 | SOLENOID VALVE | EA | #N/A | MEXA-1600 NOX SV (SV1-3) | Delhi |  |  | NA | 3200171771.jpg
3200181344 | 10 WAY VALVE ASSY. | EA | #N/A | NA | Delhi |  |  | Semifinished Product - AP | 3200181344.jpg
3200187495 | PRINTED BOARD UNIT | EA | 1 | TCS-CNN-13 | Delhi |  |  | Semifinished Product - AP | 3200187495.jpg
3200188827 | DRAIN PUMP | EA | #N/A | NA | Delhi |  |  | NA | 3200188827.jpg
3200190266 | HEATER | EA | 1 | HK202580 R14.4 9.4X154.9 40W(24VDC) | Delhi |  |  | Raw Material - AP | 3200190266.jpg
3200198238 | PRINTED BOARD UNIT | EA | #N/A | MEXA-DAC-01 | Delhi |  |  | Semifinished Product - AP | 3200198238.jpg
3200201361 | PRINTED BOARD UNIT | EA | #N/A | MPA-PRE-01 | Delhi |  |  | Semifinished Product - AP | 3200201361.jpg
3200202803 | UEGO SENSOR | EA | 1 | NA | Delhi |  |  | Finished Product - AP | 3200202803.jpg
3200238763 | VACUUM PUMP | EA | #N/A | DAU-20(S) YSY18-163 | Delhi |  |  | Raw Material - AP | 3200238763.jpg
3200246429 | PRINTED BOARD COMB. | EA | #N/A | MEXA-ANL-10B(+CPU) + MEXA-MPA-01 | Delhi |  |  | Semifinished Product - AP | 3200246429.jpg
3200262505 | DO JOINT | EA | #N/A | NA | Delhi |  |  | NA | 3200262505.jpg
3200263475 | HEATER | EA | 4 | HK5275R13.2L12A 19.1X63.5 43.6W(24VDC) | Delhi |  |  | Raw Material - AP | 3200263475.jpg
3200277585 | FILTER ELEMENT | EA | #N/A | AMF-EL150 (FOR AMF150C) | Delhi |  |  | Raw Material - AP | 3200277585.jpg
3200282924 | PUMP | EA | #N/A | HTP-306-M2 AC100V 50/60HZ | Delhi |  |  | Raw Material - AP | 3200282924.jpg
3200294392 | HOT HOSE | EA | #N/A | MEXA/CLA-02OV-4(NO) | Delhi |  |  | Semifinished Product - AP | 3200294392.jpg
3200294394 | HOT HOSE | EA | #N/A | MEXA/CLA-02OV-4(NOx) | Delhi |  |  | Semifinished Product - AP | 3200294394.jpg
3200301278 | SOLENOID VALVE | EA | 1 | MV-11C-1A 2DIA 24V 10135-00-0 | Delhi |  |  | Raw Material - AP | 3200301278.jpg
3200302665 | TP ASM (WITH CON.) | EA | 1 | NA | Delhi |  |  | Semifinished Product - AP | 3200302665.jpg
3200310067 | COOLER UNIT | EA | #N/A | NA | Delhi |  |  | Semifinished Product - AP | 3200310067.jpg
3200324667 | CARTRIDGE HEATER | EA | #N/A | 008=CHA08-030-D024-020-0600 -1 | Delhi |  |  | Semifinished Product - AP | 32003246671.jpg
3200324679 | CARTRIDGE HEATER | EA | 1 | 018=CHA08-035-A100-050-0900 -1 | Delhi |  |  | Semifinished Product - AP | 3200324679.jpg
3200324727 | CARTRIDGE HEATER | EA | 1 | 002=CHA08-050-D024-015-0600 -0 | Delhi |  |  | Semifinished Product - AP | 3200324727.jpg
3200324730 | CARTRIDGE HEATER | EA | #N/A | 004=CHA08-030-D024-030-0600 -1 | Delhi |  |  | Semifinished Product - AP | 3200324730.jpg
3200324743 | CARTRIDGE HEATER | EA | #N/A | 014=CHA08-075-A100-100-0600 -1 | Delhi |  |  | Semifinished Product - AP | 3200324743.jpg
3200324746 | CARTRIDGE HEATER | EA | 1 | 016=CHA08-100-A100-050-0600 -0 | Delhi |  |  | Semifinished Product - AP | 3200324746.jpg
3200324748 | CARTRIDGE HEATER | EA | #N/A | 017=CHA08-100-A100-075-1200 -1 | Delhi |  |  | Semifinished Product - AP | 3200324748.jpg
3200324754 | CARTRIDGE HEATER | EA | #N/A | 020=CHA08-100-A100-075-0600 -0 | Delhi |  |  | Semifinished Product - AP | 3200324754.jpg
3200341870 | CARTRIDGE HEATER | EA | #N/A | 021=CHA08-035-D024-032-0600 -0 | Delhi |  |  | Semifinished Product - AP | 3200341870.jpg
3200341872 | CARTRIDGE HEATER | EA | #N/A | 022=CHA08-050-D024-050-0600 -0 | Delhi |  |  | Semifinished Product - AP | 3200341872.jpg
3200343691 | VACUUM PUMP | EA | 1 | MD-4UNT AC90-126V/AC180-253V | Delhi |  |  | NA | 3200343691.jpg
3200347611 | SV(W/CONNECTOR) ASM | EA | 1 | SV W/CONNECTOR(MV-9A) | Delhi |  |  | Semifinished Product - AP | 3200347611.jpg
3200347612 | SV(W/CONNECTOR) ASM | EA | #N/A | SV W/CONNECTOR(MV-9A-1_8) | Delhi |  |  | Semifinished Product - AP | 3200347612.jpg
3200347617 | SV(W/CONNECTOR) ASM | EA | 1 | SV W/CONNECTOR(V124-5HZ) | Delhi |  |  | Semifinished Product - AP | 3200347617.jpg
3200364655 | PRINTED BOARD UNIT | EA | 1 | MEXA-TCS-11 | Delhi |  |  | Semifinished Product - AP | 3200364655.jpg
3200372118 | PRINTED BOARD UNIT | EA | 1 | MEXA-IFC-12 | Delhi |  |  | Semifinished Product - AP | 3200372118.jpg
3200394198 | PRINTED BOARD ASSY. | EA | #N/A | NA | Delhi |  |  | NA | 3200394198.jpg
3200394573 | NOISE FILTER | EA | #N/A | NAC-30-472 | Delhi |  |  | Raw Material - AP | 3200394573.jpg
3200421271 | SV(W/CONNECTOR) ASM | EA | #N/A | SV W/CONNECTOR(V114-5HZ) | Delhi |  |  | Semifinished Product - AP | 3200421271.jpg
3200436026 | PS CHANGE LIST | EA | 1 | NA | Delhi |  |  | Semifinished Product - AP | 3200436026.jpg
3200453610 | REGULATOR | EA | 2 | R-1H(APR) | Delhi |  |  | Raw Material - AP | 3200453610.jpg
3200467184 | PRINTED BOARD UNIT | EA | #N/A | FIA-PRE-10A (FIA-01SL) | Delhi |  |  | Semifinished Product - AP | 3200467184.jpg
3200467336 | SAMPLE CELL S ASM | EA | #N/A | NA | Delhi |  |  | Semifinished Product - AP | 3200467336.jpg
3200470146 | PRINTED BOARD ASSY. | EA | 2 | MEXA-TCS-04A FOR SERVICE | Delhi |  |  | NA | 3200470146.jpg
3200507930 | KEYBOARD | EA | #N/A | NA | Delhi |  |  | Raw Material - AP | 3200507930.jpg
3200544192 | BAG | EA | #N/A | NA | Delhi |  |  | NA | 3200544192.jpg
3200549887 | SPEED CONTROLLER | EA | #N/A | NA | Delhi |  |  | Raw Material - AP | 3200549887.jpg
3200553324 | PUMP | EA | 1 | NA | Delhi |  |  | NA | 3200553324.jpg
3200563798 | PRINTED BOARD UNIT | EA | #N/A | CLA-PRE-10A (OBS-ONE) | Delhi |  |  | Semifinished Product - AP | 3200563798.jpg
3200563835 | PRINTED BOARD COMB. | EA | 1 | MEXA-ANL-10B + MEXA-AIA-11 (OBS-ONE) | Delhi |  |  | Semifinished Product - AP | 3200563835.jpg
3200605274 | SV(W/CONNECTOR) ASM | EA | #N/A | SV W/CONNECTOR(EX-03G) | Delhi |  |  | Semifinished Product - AP | 3200605274.jpg
3200609254 | REGULATOR | EA | #N/A | AW10-M5BG-R-A | Delhi |  |  | NA | 3200609254.jpg
3200648727 | DIAPHRAGM SET | EA | #N/A | FOR HTP-306/316(DIAPHRAGM,PACKING,SCREW) | Delhi |  |  | Raw Material - AP | 3200648727.jpg
3200656517 | FLOW METER ASSY | EA | 1 | FM-10-OVN-01 + CABLE + FM10-CNN-01 | Delhi |  |  | Semifinished Product - AP | 3200656517.jpg
3200672981 | DETECTOR ASSY. | EA | #N/A | NA | Delhi |  |  | Semifinished Product - AP | 32006729811.jpg
3200680217 | TUBE | EA | 3 | NA | Delhi |  |  | Raw Material - AP | 3200680217.jpg
3200680218 | TUBE | EA | #N/A | NA | Delhi |  |  | Raw Material - AP | 3200680218.jpg
3200680219 | TUBE | EA | #N/A | NA | Delhi |  |  | Raw Material - AP | 3200680219.jpg
3200680220 | TUBE | EA | #N/A | NA | Delhi |  |  | Raw Material - AP | 3200680220.jpg
3200703658 | LASER UNIT SERVICE PARTS | EA | #N/A | NA | Delhi |  |  | Semifinished Product - AP | 3200703658.jpg
3200798991 | TUBE | EA | #N/A | NA | Delhi |  |  | NA | 3200798991.jpg
3200799083 | VALVE OPERATOR | EA | #N/A | NA | Delhi |  |  | NA | 3200799083.jpg
1000001107 | L.v.h.b.c. fuse size 00/50A 3NA3820 | EA | #N/A | NA | Delhi | Dyno Engine | Dyno Engine | Raw Material - EMEA | Information_(1).png
1000001111 | NH-fuse link size 00/80A 3NA3824 | EA | #N/A | NA | Delhi | Dyno Engine | Dyno Engine | Raw Material - EMEA
1000001365 | Emergency tripping device | EA | #N/A | NA | Delhi | Dyno Engine | Dyno Engine | Raw Material - EMEA
1000005318 | Semi-conductor fuse 1250A/690V UR Size 4 | EA | #N/A | NA | Delhi | Dyno Engine | Dyno Engine | NA
1000016404 | SPARC base interface board+mounting kit | EA | #N/A | NA | Delhi | Dyno Engine | Dyno Engine | Raw Material - EMEA
1000022755 | NH-fuse Gr.00/100A 3NA3830 Siemens | EA | #N/A | NA | Delhi | Dyno Engine | Dyno Engine | NA
1000078727 | temp. module STh16 CANSAS-K-STh16-EMV | EA | 2 | NA | Delhi | Dyno Engine | Dyno Engine | NA
1300007027 | Grease KLUEBER Isoflex Topas L152 | KG | #N/A | NA | Delhi | Dyno Engine | Dyno Engine | Raw Material - EMEA
1300043677 | Transcend CompactFlash Card 4GB | EA | #N/A | NA | Delhi | Dyno Engine | Dyno Engine | NA
3012093212 | HOT HOSE | EA | #N/A | H191-60T L=12M | Delhi |  |  | Semifinished Product - AP
3014061383 | PCB,ASSY | EA | #N/A | NA | Delhi |  |  | Semifinished Product - AP
3014061605 | PCB, PRE-02 | EA | #N/A | NA | Delhi |  |  | Semifinished Product - AP
3200059320 | MEXA-584L | EA | 2 | NA | Delhi |  |  | Finished Product - AP
3200462576 | 2.4M CELL (OPTION) | EA | #N/A | NA | Delhi |  |  | NA
3904000024 | Eaton EX1000RT 2Uwith battries | EA | #N/A | NA | Delhi |  |  | Finished Product - AP
3904000064 | Gas Mixture 1000 PPM No + Bal NO Gas | EA | 3 | NA | Delhi |  |  | NA
3904000091 | Parker-Ballston Gas Generator | EA | #N/A | NA | Delhi |  |  | Finished Product - AP
4000000078 | SG-010 SENS.MAGNETICO MGT-300 | EA | 3 | NA | Delhi |  |  | Finished Product - AP
4000000080 | MGT-300 HV BOARD NOT RADIO | EA | 2 | NA | Delhi |  |  | Finished Product - AP
4000000081 | ADES. TASTIERA MGT-300 TECMEC | EA | 1 | NA | Delhi |  |  | Finished Product - AP
4000000493 | Heating Pad 4 x 6 inch | EA | 7 | 125W /230VAC | Delhi |  |  | Raw Material - AP
4000003106 | OptiPlex XE2 Minitower, EPA-MUC | EA | 1 | NA | Delhi |  |  | Raw Material - AP
4000003161 | AD-120 Cable | EA | 4 | NA | Delhi |  |  | Finished Product - AP
4000003220 | MCU Upgrade for MEXA 7200 H | EA | 1 | NA | Delhi |  |  | Raw Material - AP
4000003581 | Interflon make Grease | EA | 2 | NA | Delhi |  |  | Raw Material - AP
4000004372 | UPS_APC UPD 1.5KVA ( SUA1500I-IN ) | EA | 1 | NA | Delhi |  |  | Finished Product - AP
4000004742 | LAN Cable-L-15M | EA | 3 | NA | Delhi |  |  | Finished Product - AP
4000004744 | LAN Cable-L-25M | EA | 6 | NA | Delhi |  |  | Finished Product - AP
4000005807 | FABREEKA PALV1-2 | EA | 1 | NA | Delhi |  |  | Finished Product - AP
4000005808 | PAL-55 Isolator | EA | 3 | NA | Delhi |  |  | Finished Product - AP
4000006990 | HUMIDIFIER SPARES | EA | 1 | NA | Delhi |  |  | Finished Product - AP
4000007154 | Pre Filter (EU-04)-(610 x 610 x 50) | EA | #N/A | NA | Delhi |  |  | Finished Product - AP
4000007155 | Pre Filter (EU-04)-(610 x 305 x 50) | EA | #N/A | NA | Delhi |  |  | Finished Product - AP
4000007156 | Pre Filter (EU-04)-(610 x 610 x 25) | EA | 1 | NA | Delhi |  |  | Finished Product - AP
4000007157 | Pre Filter (EU-04)-(610 x 610 x 75) | EA | 1 | NA | Delhi |  |  | Finished Product - AP
4000007159 | Bag Filter (EU-07)-(610 X 610 X 305) | EA | 1 | NA | Delhi |  |  | Finished Product - AP
4000007160 | Bag Filter (EU-07)-(610 X 305 X 305) | EA | 1 | NA | Delhi |  |  | Finished Product - AP
4000007490 | Grease-KLUBEQUIET BQH 72-102 | KG | 1 | NA | Delhi |  |  | Semifinished Product - AP
4000007491 | SKF Make Grease -LGMT3 | KG | #N/A | NA | Delhi |  |  | Semifinished Product - AP
4000007547 | Grease -Molyduval AERO75 | EA | 3 | NA | Delhi |  |  | Finished Product - AP
4000008541 | HYDRAULIC HOSE 1/2" -2 MTR(MALE / MALE ) | EA | #N/A | NA | Delhi |  |  | NA
4000008542 | HEX. NIPPLE PVC 1 1/2" | EA | #N/A | NA | Delhi |  |  | NA
4000008543 | BALL VALVE 1 1/2" | EA | #N/A | NA | Delhi |  |  | NA
4000008544 | ELBOW PVC 1 1 /2" | EA | #N/A | NA | Delhi |  |  | NA
4000008545 | PVC PIPE 1 1/2" | EA | #N/A | NA | Delhi |  |  | NA
4000008546 | TEE 1 1/2" PVC | EA | #N/A | NA | Delhi |  |  | NA
4000008547 | CABLE TRAY WITH COVER 100 x 40 | EA | #N/A | NA | Delhi |  |  | NA
4000008548 | SUPPORT FOR CABLE TRAY | EA | #N/A | NA | Delhi |  |  | NA
4000008551 | HYD. HEX NIPPLE 1/2" | EA | #N/A | NA | Delhi |  |  | NA
4000008552 | HARDWARE ITEMS | EA | #N/A | NA | Delhi |  |  | NA
4000009573 | External HDD, 1 TB , With 1 Year-WD | EA | #N/A | NA | Delhi |  |  | NA
1000001001 | Testing material description 1 | EA | #N/A | L.v.h.b.c. fuse size 00/50A 3NA3820 | Delhi |  |  | NA
1000001002 | Testing material description 2 | EA | #N/A | L.v.h.b.c. fuse size 00/50A 3NA3820 | Delhi |  |  | NA
1000001003 | Testing material description 3 | EA | #N/A | L.v.h.b.c. fuse size 00/50A 3NA3820 | Delhi |  |  | NA
1000001004 | Testing material description 4 | EA | #N/A | L.v.h.b.c. fuse size 00/50A 3NA3820 | Delhi |  |  | NA
1000001005 | Testing material description 5 | EA | #N/A | L.v.h.b.c. fuse size 00/50A 3NA3820 | Delhi |  |  | NA
1000001006 | Testing material description 6 | EA | #N/A | L.v.h.b.c. fuse size 00/50A 3NA3820 | Delhi |  |  | NA
1000001007 | Testing material description 7 | EA | #N/A | L.v.h.b.c. fuse size 00/50A 3NA3820 | Delhi |  |  | NA
1000001008 | Testing material description 8 | EA | #N/A | L.v.h.b.c. fuse size 00/50A 3NA3820 | Delhi |  |  | NA
1000001009 | Testing material description 9 | EA | #N/A | L.v.h.b.c. fuse size 00/50A 3NA3820 | Delhi |  |  | NA
1000001010 | Testing material description 10 | EA | #N/A | L.v.h.b.c. fuse size 00/50A 3NA3820 | Delhi |  |  | NA
1000001011 | Testing material description 11 | EA | #N/A | L.v.h.b.c. fuse size 00/50A 3NA3820 | Delhi |  |  | NA
1000001012 | Testing material description 12 | EA | #N/A | L.v.h.b.c. fuse size 00/50A 3NA3820 | Delhi |  |  | NA
1000000202 | Testing material description 10 | EA | #N/A | L.v.h.b.c. fuse size 00/50A 3NA3820 | Delhi |  |  | NA
1000000203 | Testing material description 11 | EA | #N/A | L.v.h.b.c. fuse size 00/50A 3NA3820 | Delhi |  |  | NA
1000000204 | Testing material description 12 | EA | #N/A | L.v.h.b.c. fuse size 00/50A 3NA3820 | Delhi |  |  | NA
1000000205 | Testing material description 13 | EA | #N/A | L.v.h.b.c. fuse size 00/50A 3NA3820 | Delhi |  |  | NA
1000000206 | Testing material description 14 | EA | #N/A | L.v.h.b.c. fuse size 00/50A 3NA3820 | Delhi |  |  | NA
1000000207 | Testing material description 15 | EA | #N/A | L.v.h.b.c. fuse size 00/50A 3NA3820 | Delhi |  |  | NA
1000000208 | Testing material description 16 | EA | #N/A | L.v.h.b.c. fuse size 00/50A 3NA3820 | Delhi |  |  | NA
1000000209 | Testing material description 17 | EA | #N/A | L.v.h.b.c. fuse size 00/50A 3NA3820 | Delhi |  |  | NA
1000005525 | VME CPU-Board MVME172PA-652SE | EA | #N/A | NA | Delhi |  |  | NA
1000006343 | Power supply MP4 for Computerrack 8HE | EA | #N/A | NA | Delhi |  |  | NA
1300027936 | SPARC 12V 19" E wo.O. V.01 | EA | #N/A | NA | Delhi |  |  | NA
3904000070 | GDC Carrying Case | EA | 1 | NA | Delhi |  |  | Finished Product - AP
3905000396 | Propane canister | EA | 3 | NA | Delhi |  |  | Finished Product - AP
4000000201 | Spring nut with hardware M8 | EA | #N/A | NA | Delhi |  |  | Raw Material - AP
4000000202 | I beam 175X85 | EA | #N/A | NA | Delhi |  |  | NA
4000000554 | 3.5 Inch Silicon hose? | EA | #N/A | NA | Delhi |  |  | NA
4000001125 | Cylinder Connectors ( BS# / CGA) -GCE | EA | 4 | NA | Delhi |  |  | Raw Material - AP
4000003042 | Installation Material | EA | #N/A | NA | Delhi |  |  | NA
4000003765 | Ratchet Tensioer (Two tensioner) | EA | #N/A | NA | Delhi |  |  | NA
4000003766 | Lashing Ratchet(Four belts with ratchet) | EA | #N/A | NA | Delhi |  |  | Raw Material - AP
4000003812 | Gas Spring | EA | 3 | NA | Delhi |  |  | Raw Material - AP
4000004609 | Tail Pipe Adapter 3 inch | EA | #N/A | NA | Delhi |  |  | NA
4000004648 | SS clamp 2 inch | EA | #N/A | NA | Delhi |  |  | Raw Material - AP
4000004649 | SS clamp 3 inch | EA | #N/A | NA | Delhi |  |  | Raw Material - AP
4000004652 | SS clamp 2.5 inch | EA | #N/A | NA | Delhi |  |  | Raw Material - AP
4000004970 | HP Laserjet Printer-M403DN | EA | #N/A | NA | Delhi |  |  | NA
4000005709 | MS Office Home & Business 2016 For Win | EA | 1 | NA | Delhi |  |  | Finished Product - AP
4000005940 | EATON Make UPS | EA | 1 | NA | Delhi |  |  | Finished Product - AP
4000006296 | Lam module box (250x200x160 mm) | EA | 2 | NA | Delhi |  |  | Finished Product - AP
4000006885 | HOSE-SS N14F N14M L1-H27457301 | EA | #N/A | NA | Delhi |  |  | NA
4000007085 | Fine Flow Control Regulator | EA | 1 | NA | Delhi |  |  | Finished Product - AP
4000007171 | Probe stand for SMG | EA | 4 | NA | Delhi |  |  | Finished Product - AP
4000007400 | Level switch | EA | 2 | NA | Delhi |  |  | Semifinished Product - AP
4000008465 | Silicon Hose ID 45 mm 150L | EA | #N/A | NA | Delhi |  |  | NA
4000008695 | HEATED Line -10M | EA | #N/A | NA | Delhi |  |  | Finished Product - AP
4000008960 | SEC-410-0012 N2 60CCM | EA | #N/A | NA | Delhi |  |  | Finished Product - AP
4000009463 | Matine Light-1 | EA | 5 | NA | Delhi |  |  | Finished Product - AP
4000009464 | Matine Light-2 | EA | 3 | NA | Delhi |  |  | Finished Product - AP
4000009465 | Matine Light-3 | EA | 3 | NA | Delhi |  |  | Finished Product - AP
4000009471 | Process Filter(APPIDI) | EA | 1 | NA | Delhi |  |  | Finished Product - AP
4000009475 | P SEAL RUBBER (APPIDI) | EA | 1 | NA | Delhi |  |  | Finished Product - AP
4000009478 | Rotar Limit Switch(APPIDI) | EA | 1 | NA | Delhi |  |  | Finished Product - AP
4000009479 | Pressure Switch(APPIDI) | EA | 1 | NA | Delhi |  |  | Finished Product - AP
4000009480 | Bulk head lamp(APPIDI) | EA | 1 | NA | Delhi |  |  | Finished Product - AP
4000009564 | LED Weatherproof Batten Light 18W-Syska | EA | 1 | NA | Delhi |  |  | Finished Product - AP
4000010115 | Electro Magnetic Switch | EA | #N/A | NA | Delhi |  |  | Finished Product - AP
4000010116 | Fan Control Pressure Switch | EA | #N/A | NA | Delhi |  |  | Finished Product - AP
4000010117 | Grease | EA | #N/A | NA | Delhi |  |  | Finished Product - AP
4000010123 | Suction Filter Element | EA | #N/A | NA | Delhi |  |  | Finished Product - AP
4000010124 | Seal Parts Set | EA | #N/A | NA | Delhi |  |  | Finished Product - AP
4000010125 | Check valve | EA | #N/A | NA | Delhi |  |  | Finished Product - AP
4000010126 | Rubber Hose Assembly | EA | #N/A | NA | Delhi |  |  | Finished Product - AP
4000010127 | Hose Clamp | EA | #N/A | NA | Delhi |  |  | Finished Product - AP
4000010128 | Hose Joint (1/2B) | EA | #N/A | NA | Delhi |  |  | Finished Product - AP
4000010130 | V -Belt | EA | #N/A | NA | Delhi |  |  | Finished Product - AP
4000010131 | Drain cock | EA | #N/A | NA | Delhi |  |  | Finished Product - AP
4000010132 | Relief Valve | EA | #N/A | NA | Delhi |  |  | Finished Product - AP
4000010141 | Solenoid Valve | EA | #N/A | NA | Delhi |  |  | Finished Product - AP
4000010420 | IFC | EA | 1 | NA | Delhi |  |  | Finished Product - AP
4000010421 | EIC | EA | 1 | NA | Delhi |  |  | Finished Product - AP
4000010525 | Heated Hose 12M For MEXA-ONE-D1-EGR | EA | #N/A | NA | Delhi |  |  | Finished Product - AP
4000010544 | HF-10 Heated Filter For MEXA-7100D | EA | #N/A | NA | Delhi |  |  | NA
4000010545 | HF-10 Heated Filter Cable 10m For MEXA-7 | EA | #N/A | NA | Delhi |  |  | NA
4000010626 | MEXA-One D1-EGR - R1GUYNVT | EA | #N/A | NA | Delhi |  |  | NA
4000010628 | MEXA-7100DEGR- HGS NO- 4395073016 | EA | #N/A | NA | Delhi |  |  | NA
4000010629 | MEXA-7100DEGR- HGS NO- 4242369001 | EA | #N/A | NA | Delhi |  |  | NA
4000010640 | MEXA-7500DEGR- HGS NO- 4395073005 | EA | #N/A | NA | Delhi |  |  | NA
4000010641 | MEXA-7500DEGR HGS NO- 4421366005 | EA | #N/A | NA | Delhi |  |  | NA
4000010701 | Analog?input?Module?Part?No?-STBART0200K | EA | 1 | NA | Delhi |  |  | Semifinished Product - AP
4000010755 | STARS Engine Workstation | EA | #N/A | NA | Delhi |  |  | NA
4000043293 | Heated Hose 8M For MEXA-ONE-D1-EGR | EA | #N/A | NA | Delhi |  |  | Finished Product - AP
4000043301 | Air Filter For Control Panel | EA | 31 | NA | Delhi |  |  | Finished Product - AP
4000044187 | Bearing Sleeve-H316-18&SKF-22216-18EK | EA | #N/A | NA | Delhi |  |  | NA
1300074285 | Grease SKF LGLT 2 | EA | #N/A | Fett SKF LGLT 2(can 1kg) | Delhi |  |  | Raw Material - EMEA
3011000288 | O-RING, P60 | EA | #N/A | B2401 P60 FPM | Delhi |  |  | NA
3011000432 | TUBE, PVC | EA | 4 | 4.0X 7.0 TRANSPARENT | Delhi |  |  | NA
3011008459 | O-RING | EA | #N/A | JISB2401 P 58 (FPM)4D0270 | Delhi |  |  | NA
3011023795 | FILTER | EA | #N/A | AB-1A PS3/4 40MICRO | Delhi |  |  | NA
3011038504 | DEMNUM GREASE | EA | #N/A | L200 ( 50G) | Delhi |  |  | NA
3011039081 | DIAPHRAGM | EA | 1 | DA-120S NO.00462 2PCS | Delhi |  |  | Raw Material - AP
3011039082 | SUCTION,EXHAUSTVALVE | EA | 5 | DA-120S NO.00837 16PCS | Delhi |  |  | Raw Material - AP
3011039083 | HEAD GASKET | EA | 1 | DA-120S NO.00583 2PCS | Delhi |  |  | Raw Material - AP
3011047634 | O-RING | EA | #N/A | AS568-119(FKM) | Delhi |  |  | NA
3012128305 | TEFLON SEAL | EA | 3 | PTFE 5.9D-1D-3.5T | Delhi |  |  | NA
3012137803 | HEATER PACKING | EA | 2 | 515*19.5 T=5 | Delhi |  |  | NA
3012141526 | PACKING | EA | 2 | CVS-9X00 HEAT EXCHANGER | Delhi |  |  | NA
3012260160 | ELECTRODE 3 | EA | #N/A | FOR FIA,GFA | Delhi |  |  | NA
3012328860 | PACKING | EA | 1 | 150X145XT5 | Delhi |  |  | NA
3030021409 | SEAL TAPE | EA | 10 | 20-101305 (13X0.1TX5M) | Delhi |  |  | NA
3030054884 | O RING | EA | 6 | NOK S 75 (FPM) | Delhi |  |  | Raw Material - AP
3030055710 | FAN | EA | 1 | F412R-24MB | Delhi |  |  | NA
3100192229 | PRINTED BOARD ASSY. | EA | #N/A | 029.352 157 (CONTROL BOARD 40MHZ (AB 01) | Delhi |  |  | NA
3200043892 | ANTIFREEZE SOLUTION | EA | #N/A | F020967100 2L/CAN | Delhi |  |  | NA
3200082185 | O-RING | EA | 1 | JISB2401 P 12 (FPM TRFLON COATED) | Delhi |  |  | NA
3200082274 | SEPARATOR B | EA | #N/A | MEXA-324J | Delhi |  |  | NA
3200436024 | PS CHANGE LIST | EA | 1 | P15E-5(-N) -> PBA15F-5-N STRAIGHT ATTACH | Delhi |  |  | Semifinished Product - AP
3200459182 | FILTER | EA | 1 | NO.86R NH3 SCRUBBER | Delhi |  |  | NA
3200563722 | CABLE ASSEMBLY | EA | #N/A | PRC03-12A10-7F<>PRC03-12A10-7M L= 1M | Delhi |  |  | NA
3200603569 | CABLE ASSEMBLY | EA | #N/A | 0301-2641 BLU<>0311-2741 BLU AWG10 L=3M | Delhi |  |  | NA
3200614565 | AIR FILTER | EA | #N/A | AF40-06B-2-A | Delhi |  |  | NA
3904000324 | Installation Material-2 | EA | #N/A | NA | Delhi |  |  | Finished Product - AP
4000005941 | Tail Pipe Adaptor | EA | #N/A | NA | Delhi |  |  | Finished Product - AP
4000007158 | Pre Filter (EU-04)-(305 x 305 x 75) | EA | #N/A | NA | Delhi |  |  | NA
4000008696 | HEATED Line -12M | EA | #N/A | NA | Delhi |  |  | Finished Product - AP
4000043345 | Honda Expansion Hose FG | EA | #N/A | NA | Delhi |  |  | NA
4000043382 | Desktop Table ARAI | EA | #N/A | NA | Delhi |  |  | NA
4000043542 | vibration sensor with accessories | EA | #N/A | NA | Delhi |  |  | NA
4000043687 | MS Office 2016 Home & Business-32bit | EA | #N/A | NA | Delhi |  |  | NA
4000044111 | Lapp Cable 30x0.5 | EA | #N/A | NA | Delhi |  |  | NA
4000044163 | Stage Cylinder Regulator-TP101 | EA | #N/A | NA | Delhi |  |  | Finished Product - AP
4000044447 | TAIL Pipe adapter 0.75 inch | EA | #N/A | NA | Delhi |  |  | NA
4000044448 | TAIL Pipe adapter 1 inch | EA | #N/A | NA | Delhi |  |  | NA
4000044449 | TAIL Pipe adapter 3.5 nch | EA | #N/A | NA | Delhi |  |  | NA
4000044477 | Silicon hose 4 inch | EA | #N/A | NA | Delhi |  |  | NA
4000044478 | Silicon hose1 inch | EA | #N/A | NA | Delhi |  |  | NA
4000044479 | Silicon hose 3.5 inch | EA | #N/A | NA | Delhi |  |  | NA
4000044480 | Silicon hose 0.75 inch | EA | #N/A | NA | Delhi |  |  | NA
4000044481 | SS Hose clamp 1inch | EA | #N/A | NA | Delhi |  |  | NA
4000044482 | SS Hose clamp 4 inch | EA | #N/A | NA | Delhi |  |  | NA
4000044483 | SS Hose clamp 3.5 inch | EA | #N/A | NA | Delhi |  |  | NA
4000044484 | SS Hose clamp 1 inch | EA | #N/A | NA | Delhi |  |  | NA
4000044485 | SS Hose clamp 0.75 inch | EA | #N/A | NA | Delhi |  |  | NA
4000044615 | Slotted calibration weights 5 kg | EA | 11 | NA | Delhi |  |  | NA
4000044616 | Slotted calibration weights 10 kg | EA | 5 | NA | Delhi |  |  | NA
4000044617 | Slotted calibration weights 20 kg | EA | #N/A | NA | Delhi |  |  | NA
4000044764 | Exide 12V 7 AH SMF Battery | EA | #N/A | NA | Delhi |  |  | NA
3011003052 | HOSE CLIP | EA | #N/A | NA | Delhi |  |  | NA
3011014874 | O-RING | EA | #N/A | NA | Delhi |  |  | NA
3011019658 | O-RING | EA | #N/A | NA | Delhi |  |  | NA
3011028114 | V BAND | EA | #N/A | NA | Delhi |  |  | NA
3011029809 | O-RING | EA | #N/A | NA | Delhi |  |  | NA
3011031795 | HOSE CLIP | EA | #N/A | NA | Delhi |  |  | NA
3011033856 | O RING | EA | #N/A | NA | Delhi |  |  | NA
3011036460 | SOLENOID VALVE | EA | 2 | NA | Delhi |  |  | NA
3011036461 | SOLENOID VALVE | EA | #N/A | NA | Delhi |  |  | NA
3011037934 | PUMP | EA | 1 | NA | Delhi |  |  | NA
3011039033 | DISK PACKING | EA | 6 | NA | Delhi |  |  | NA
3011039035 | O-RING, MV-9AT | EA | 6 | NA | Delhi |  |  | NA
3012174142 | SILICON TUBE 2 | EA | #N/A | NA | Delhi |  |  | NA
3012174144 | SILICON TUBE 2 | EA | #N/A | NA | Delhi |  |  | NA
3012187767 | GASKET | EA | #N/A | NA | Delhi |  |  | NA
3012221126 | P.SW BASE | EA | 2 | NA | Delhi |  |  | NA
3012228164 | PACKING | EA | #N/A | NA | Delhi |  |  | NA
3012256309 | SILICONE TUBE 4 | EA | #N/A | NA | Delhi |  |  | NA
3012256313 | SILICONE TUBE 4 | EA | #N/A | NA | Delhi |  |  | NA
3012322165 | SI TUBE 5 | EA | #N/A | NA | Delhi |  |  | NA
3012322172 | SI TUBE 5 | EA | #N/A | NA | Delhi |  |  | NA
3014019528 | PRINTED CIRCUIT BORD | EA | #N/A | NA | Delhi |  |  | NA
3014045143 | D.PUMP | EA | 2 | NA | Delhi |  |  | NA
3014055255 | CONVERTOR | EA | #N/A | NA | Delhi |  |  | NA
3014061600 | PRINTED BOARD ASSY. | EA | #N/A | NA | Delhi |  |  | NA
3014099841 | HF-HOLDER | EA | #N/A | NA | Delhi |  |  | NA
3030021153 | TUBE, TEFLON | EA | #N/A | NA | Delhi |  |  | NA
3030021154 | TUBE, TEFLON | EA | 1 | NA | Delhi |  |  | NA
3030055786 | HOSE CLIP | EA | #N/A | NA | Delhi |  |  | NA
3200023311 | O2 SENSOR UNIT(OPT) | EA | #N/A | NA | Delhi |  |  | NA
3200038066 | PCB, ASSY | EA | #N/A | NA | Delhi |  |  | NA
3200082893 | SOLENOID VALVE ASSY | EA | 1 | NA | Delhi |  |  | Semifinished Product - AP
3200088274 | PRINTED BOARD UNIT | EA | 1 | NA | Delhi |  |  | NA
3200088277 | PRINTED BOARD UNIT | EA | #N/A | NA | Delhi |  |  | Semifinished Product - AP
3200382383 | O-RING | EA | #N/A | NA | Delhi |  |  | NA
3200467523 | SI TUBE | EA | #N/A | NA | Delhi |  |  | NA
4000043363 | Aplab DC power supply | EA | #N/A | NA | Delhi |  |  | NA
4000043385 | 108 PIN FEMALE INSERT ICO DD | EA | #N/A | NA | Delhi |  |  | NA
4000043386 | PLUG PIN (Crimping Type) GP | EA | #N/A | NA | Delhi |  |  | NA
4000043387 | 108 PIN MALE INSERT ICO DD | EA | #N/A | NA | Delhi |  |  | NA
4000043388 | SOCKET PIN (Crimping Pin) GP | EA | #N/A | NA | Delhi |  |  | NA
4000043389 | 24 PIN HOOD SIDE ENTRY HC | EA | #N/A | NA | Delhi |  |  | NA
4000043390 | 24 PIN HOUSING BULKHEAD BO DC PC RIVET | EA | #N/A | NA | Delhi |  |  | NA
4000043391 | 24 PIN HOOD SIDE ENTRY | EA | #N/A | NA | Delhi |  |  | NA
4000043392 | 24 PIN MALE INSERT ICO AB | EA | #N/A | NA | Delhi |  |  | NA
4000043393 | 24 PIN FEMALE INSERT ICO AB | EA | #N/A | NA | Delhi |  |  | NA
4000043394 | PLUG PIN (Crimping Type) GP | EA | #N/A | NA | Delhi |  |  | NA
4000043395 | SOCKET PIN (Crimping Pin) GP | EA | #N/A | NA | Delhi |  |  | NA
4000043396 | Extraction Tool | EA | #N/A | NA | Delhi |  |  | NA
4000043397 | Extraction Tool for Power Connector | EA | #N/A | NA | Delhi |  |  | NA
4000044716 | Consumables for NC-AMC 4500004196 | EA | #N/A | NA | Delhi |  |  | NA
4000044775 | OH KIT MEXA 7400 DLE WT58U0L4 | EA | #N/A | NA | Delhi |  |  | NA
4000044776 | OH KIT FOR MEXA 7500 | EA | #N/A | NA | Delhi |  |  | NA
4000044777 | OH Kit for S2100811872000010 | EA | #N/A | NA | Delhi |  |  | NA
4000044778 | OH kit TC11 35A266F6(TC11) | EA | #N/A | NA | Delhi |  |  | NA
4000044779 | OH kit TC28 YYREMPL1(TC28post) | EA | #N/A | NA | Delhi |  |  | NA
4000044780 | OH kit TC42 7K18FLJJ(TC42post) | EA | #N/A | NA | Delhi |  |  | NA
4000044781 | OH kit TC46 709L3G39(TC46post) | EA | #N/A | NA | Delhi |  |  | NA
4000044782 | OH kit TC46 1A1URP1X(TC46dilute) | EA | #N/A | NA | Delhi |  |  | NA
4000044783 | OH kit TC42 RR8PNUSN(TC42pre) | EA | #N/A | NA | Delhi |  |  | NA
4000044784 | OH kit TC46 M2AU5457(TC46pre).. | EA | #N/A | NA | Delhi |  |  | NA
4000044785 | OH kit E1 4444813001 | EA | #N/A | NA | Delhi |  |  | NA
4000044786 | OH kit E2 V8YYC904 | EA | #N/A | NA | Delhi |  |  | NA
4000044787 | OH kit E3 5D4K3H64 | EA | #N/A | NA | Delhi |  |  | NA
4000044788 | OH kit E4 C4SCF1MG | EA | #N/A | NA | Delhi |  |  | NA
4000044789 | OH kit E5 BFCE5PXG | EA | #N/A | NA | Delhi |  |  | NA
4000044790 | OH kit E6 729HNXMT | EA | #N/A | NA | Delhi |  |  | NA
4000044791 | OH kit E7 1CB8LCKS | EA | #N/A | NA | Delhi |  |  | NA
4000044792 | OH kit E8 LECECB6M | EA | #N/A | NA | Delhi |  |  | NA
4000044793 | OH kit TC49 NYDLLL02 | EA | #N/A | NA | Delhi |  |  | NA
4000044794 | OH kit TC 49 M 7100 MUTJK4TP | EA | #N/A | NA | Delhi |  |  | NA
4000044795 | OH kit TC 28 Y2W1JCHB | EA | #N/A | NA | Delhi |  |  | NA
4000044797 | Dell Desktop - ARAI | EA | #N/A | NA | Delhi |  |  | NA
4000044892 | Supply of CAHU Piping | EA | #N/A | NA | Delhi |  |  | NA
4000045146 | Piping for coolant conditioning | EA | #N/A | NA | Delhi |  |  | NA
4000045185 | Installation material like cable tray | EA | #N/A | NA | Delhi |  |  | NA
4000044532 | SPCS Carrying Case | EA | 1 | NA | Delhi |  |  | Finished Product - AP
3011015304 | REGULATOR | EA | #N/A | NA | Delhi |  |  | Raw Material - AP
3014010893 | PCB | EA | #N/A | NA | Delhi |  |  | Semifinished Product - AP
3030055590 | PRESSURE SWITCH | EA | #N/A | NA | Delhi |  |  | Raw Material - AP
3200164130 | PRINTED BOARD UNIT | EA | 1 | NA | Delhi |  |  | Semifinished Product - AP
4000007504 | EATON Make UPS PW9130i2000R | EA | #N/A | NA | Delhi |  |  | NA
4000044769 | BENCH TOP HOSE REEL (Tyre Inflator) | EA | #N/A | NA | Delhi |  |  | Semifinished Product - AP
4000044849 | QJ61BT11N CC Link Master Module | EA | #N/A | NA | Delhi |  |  | Semifinished Product - AP
4000044850 | QX42 64 DI,24VDC,+ve common, | EA | #N/A | NA | Delhi |  |  | Semifinished Product - AP
4000044851 | QX41 32 Digital I/P,24VDC, | EA | #N/A | NA | Delhi |  |  | Semifinished Product - AP
4000044852 | AJ65SBTB1-32D 32 ch CC link I/P Module | EA | #N/A | NA | Delhi |  |  | Semifinished Product - AP
4000044853 | QY42P O/P,12/24 VDC,64 | EA | #N/A | NA | Delhi |  |  | Semifinished Product - AP
4000044854 | QY41P 32 transistor O/P, | EA | #N/A | NA | Delhi |  |  | Semifinished Product - AP
4000044855 | AJ65SBTB1-32T1 O/P 32 pt, | EA | #N/A | NA | Delhi |  |  | Semifinished Product - AP
4000044857 | Q64RD 4 ch,RTD input,disconnection detec | EA | #N/A | NA | Delhi |  |  | Semifinished Product - AP
4000044868 | V-4S Handle (Extended handle) | EA | #N/A | NA | Delhi |  |  | Semifinished Product - AP
4000044869 | Q61P Power Supply | EA | #N/A | NA | Delhi |  |  | Semifinished Product - AP
4000044870 | NF800 SEW 4P 800 A 800Amp,4P MCCB | EA | #N/A | NA | Delhi |  |  | Semifinished Product - AP
4000044871 | NF 125 HEV 3P 63 A 3P 63Amp | EA | #N/A | NA | Delhi |  |  | Semifinished Product - AP
4000044872 | Q03UDV CPU CPU | EA | #N/A | NA | Delhi |  |  | Semifinished Product - AP
4000044873 | Q06UDV CPU CPU | EA | #N/A | NA | Delhi |  |  | Semifinished Product - AP
4000044874 | FX3U-3A-ADP Analog module | EA | #N/A | NA | Delhi |  |  | Semifinished Product - AP
4000044875 | Q312B Base Rack 12 slot | EA | #N/A | NA | Delhi |  |  | Semifinished Product - AP
4000044876 | Q38B Base Rack 8 slot | EA | #N/A | NA | Delhi |  |  | Semifinished Product - AP
4000044948 | PressureSensor For CAHU-Exhaust BR Valve | EA | #N/A | NA | Delhi |  |  | NA
4000045064 | Copper Ring type lug 4 Sq.mm | EA | 190 | NA | Delhi |  |  | Semifinished Product - AP
4000045065 | Copper Ring type lug 10 Sq. mm | EA | 190 | NA | Delhi |  |  | Semifinished Product - AP
4000045066 | Copper Ring type lug 16 Sq. mm | EA | 90 | NA | Delhi |  |  | Semifinished Product - AP
4000045067 | Copper Pin type lug 10 Sq. mm | EA | 190 | NA | Delhi |  |  | Semifinished Product - AP
4000045068 | Copper Pin type lug 4 Sq.mm | EA | 190 | NA | Delhi |  |  | Semifinished Product - AP
4000045069 | Copper Pin type lug 6 sq.mm | EA | 190 | NA | Delhi |  |  | Semifinished Product - AP
4000045096 | Copper U type lug | EA | 6 | NA | Delhi |  |  | Semifinished Product - AP
4000044749 | Thyristor, Model : EPower/3PH/160A/600V | EA | #N/A | NA | Delhi |  |  | Semifinished Product - AP
4000044771 | Thyristor, Model: EPower/3PH/250A/600V | EA | #N/A | NA | Delhi |  |  | Semifinished Product - AP
3010029526 | BREAKER, LEAKAGE | EA | #N/A | NA | Delhi |  |  | NA
3010031363 | THERMAL FUSE | EA | #N/A | NA | Delhi |  |  | NA
3011028701 | REGULATOR | EA | 1 | NA | Delhi |  |  | Raw Material - AP
3200075304 | GASKET | EA | #N/A | NA | Delhi |  |  | NA
3200076185 | FILTER INLINE | EA | #N/A | NA | Delhi |  |  | NA
3200088273 | PRINTED BOARD UNIT | EA | #N/A | NA | Delhi |  |  | Semifinished Product - AP
3200092458 | PRINTED BOARD UNIT | EA | 1 | NA | Delhi |  |  | Semifinished Product - AP
3200548434 | SATURATOR WICK | EA | #N/A | NA | Delhi |  |  | NA
3200782907 | FILTER ELEMENT (FOR MEXA-2X00SPCS) | EA | #N/A | NA | Delhi |  |  | NA
3904000046 | Filter 592 X 287 - F725Z35 | EA | #N/A | NA | Delhi |  |  | NA
4000009542 | SDCS-CON-4,FOR DCS-800-SO2-680-04 | EA | #N/A | NA | Delhi |  |  | NA
4000009543 | SDCS-PIN-4,FOR DCS-800-SO2-680-04 | EA | #N/A | NA | Delhi |  |  | NA
4000043793 | K-Type Thermocouple | EA | #N/A | NA | Delhi |  |  | NA
4000044086 | HT-602-TR-PT 100(s)-3*100- 1/4" | EA | #N/A | NA | Delhi |  |  | NA
4000044088 | Male & Female Connectors | EA | #N/A | NA | Delhi |  |  | NA
4000045726 | Air Filter PD160 | EA | #N/A | NA | Delhi |  |  | Semifinished Product - AP
4000045727 | Air Filter DD160 | EA | #N/A | NA | Delhi |  |  | Semifinished Product - AP
4000003894 | Customized Software for MEXA 584 Analyze | EA | #N/A | NA | Delhi |  |  | NA
4000045748 | Dell Optiplex 5060_Ver1 | EA | #N/A | NA | Delhi |  |  | NA
4000046350 | ELM 327 OBD Software | EA | #N/A | NA | Delhi |  |  | NA
4000046351 | Wifi Dongal for PC | EA | #N/A | NA | Delhi |  |  | NA
3200042602 | POWER SUPPLY | EA | 1 | HWS600-24 (27A,TERMINAL,W/O COVER) | Delhi |  |  | NA
4000045404 | STARS Update Package, ACI Interface | EA | #N/A | NA | Delhi |  |  | Semifinished Product - AP
3012332629 | REACTOR HOLDER HV | EA | #N/A | FOR CLA-757 | Delhi |  |  | NA
3200044221 | FILTER ELEMENT | EA | #N/A | NO.86H 36 X 100, 25 PCS/BOX | Delhi |  |  | Finished Product - AP
3200076186 | FILTER INLINE | EA | #N/A | 1602088 73MICRON 1/8BARB | Delhi |  |  | NA
3200082141 | 0-RING, G 80 | EA | 2 | JISB2401 G 80 (FPM) | Delhi |  |  | Raw Material - AP
4000009460 | Humidifier Gasket (CAREL ACR SYSTEM) | EA | 4 | NA | Delhi |  |  | Finished Product - AP
4000009469 | Water Level Sensor(CAREL ACR SYSTE) | EA | 3 | NA | Delhi |  |  | Finished Product - AP
4000009470 | Reactivation Filter(APPIDI) | EA | 1 | NA | Delhi |  |  | Finished Product - AP
4000009473 | CHILLED WATER PUMP-Mechnical Seal | EA | 1 | NA | Delhi |  |  | Finished Product - AP
4000009474 | COOLING WATER PUMP-Mechnical Seal | EA | 1 | NA | Delhi |  |  | Finished Product - AP
4000009476 | Grundos-Kit Wear Part | EA | 1 | NA | Delhi |  |  | Finished Product - AP
4000044770 | Thyristor,Mod:EPACK/3PH/40A/500V/TCP/HSP | EA | #N/A | NA | Delhi |  |  | Semifinished Product - AP
4000045160 | 4PORT NVR DOME IP CAM&POE SWITCH | EA | #N/A | NA | Delhi |  |  | NA
3011032982 | SOLENOID VALVE | EA | #N/A | NA | Delhi |  |  | Raw Material - AP
4000005062 | Small Size Lancard compatible with SFF P | EA | #N/A | NA | Delhi |  |  | Finished Product - AP
4000045746 | Dell OptiPlex XE3 SFF XCTO,Small Size | EA | #N/A | NA | Delhi |  |  | Semifinished Product - AP
1300010511 | friction block D20 BK8006 | EA | #N/A | NA | Delhi |  |  | NA
3100000819 | THERMAL FUSE | EA | 3 | NA | Delhi |  |  | Raw Material - AP
4000045715 | Grease SKF LGMT3 | EA | #N/A | NA | Delhi |  |  | NA
1000002151 | Filter mates SK3173100 | EA | #N/A | NA | Delhi |  |  | NA
1000027604 | Filter mate for d.c. machine DMI 280 L | EA | #N/A | NA | Delhi |  |  | NA
1300072445 | Filter 94505013 Woerner | EA | #N/A | NA | Delhi |  |  | NA
3011026004 | UNION, HALF | EA | #N/A | PUWH- 6A (SUS316) R1/8X 6DIA | Delhi |  |  | NA
3011026027 | UNION, TEES | EA | 4 | PUWT- 3 (SUS316) 3DIA | Delhi |  |  | NA
3011026028 | UNION, TEE | EA | #N/A | PUWT-6, SUS-316, 6D. | Delhi |  |  | NA
3011036493 | PLUG | EA | #N/A | SS-400-P | Delhi |  |  | NA
3011044540 | PLUG | EA | #N/A | SS-6M0-P 6MM(SUS) | Delhi |  |  | NA
3021005513 | PLUG | EA | #N/A | SS-10M0-P | Delhi |  |  | NA
3200684718 | PLUG | EA | #N/A | SS-3M0-P | Delhi |  |  | NA
4000004443 | Grease SKF LESA 2 | KG | #N/A | NA | Delhi |  |  | Finished Product - AP
4000044821 | Display for UR002*3&UR013*3 | EA | #N/A | NA | Delhi |  |  | Semifinished Product - AP
4000044856 | Q68ADI 8 ch analog input module current | EA | #N/A | NA | Delhi |  |  | Semifinished Product - AP
4000044858 | Q68DAIN 8 ch analog output module curren | EA | #N/A | NA | Delhi |  |  | Semifinished Product - AP
4000044880 | Heating element 3300Watts-SAP No.2579834 | EA | #N/A | NA | Delhi |  |  | NA
4000045133 | Electrical Panel Box | EA | #N/A | NA | Delhi |  |  | NA
4000045136 | Electrical Terminal Block | EA | #N/A | NA | Delhi |  |  | NA
4000045179 | 1/2" FRL | EA | #N/A | NA | Delhi |  |  | NA
4000045181 | Single acting3/2way valve with silencer | EA | #N/A | NA | Delhi |  |  | NA
4000045193 | Condenser Fan,Model R2E220-AB06-05 | EA | #N/A | NA | Delhi |  |  | Semifinished Product - AP
4000045684 | Filter FN350-12-29 12A | EA | #N/A | NA | Delhi |  |  | NA
4000045697 | Optocoupler DEK-OE-24DC/24DC/100kHz | EA | #N/A | NA | Delhi |  |  | NA
4000045698 | Pneumatic tube Nylon 8 OD X6 ID - 100 M | EA | 1 | NA | Delhi |  |  | Semifinished Product - AP
4000045699 | Pneumatic tube Nylon 6 OD X4 ID - 100 M | EA | #N/A | NA | Delhi |  |  | NA
4000045701 | Air Filter regulator with dust mist and | EA | #N/A | NA | Delhi |  |  | NA
4000045705 | SK Condensate Evaporator - 3397721 , Rit | EA | #N/A | NA | Delhi |  |  | NA
4000045708 | Indicator - M22-LED , ETN | EA | #N/A | NA | Delhi |  |  | NA
4000045709 | Wheel Base Wire - SG31-OG6 SIKO | EA | #N/A | NA | Delhi |  |  | NA
4000045712 | Indicator 3SB3400-1A | EA | #N/A | NA | Delhi |  |  | Semifinished Product - AP
4000045713 | BEARING 23224CCK-Spherical Roller Bearin | EA | #N/A | NA | Delhi |  |  | NA
4000045714 | Grease LGWA-2 | EA | #N/A | NA | Delhi |  |  | NA
4000045716 | Panel Cabinet AC filter (Rittal)-3286410 | EA | #N/A | NA | Delhi |  |  | NA
4000045717 | Grease for ventilation motor-Unirex-N3 | EA | #N/A | NA | Delhi |  |  | NA
4000045718 | Air Filter - AW30-F03H , SMC- 0.05 TO 0. | EA | #N/A | NA | Delhi |  |  | NA
4000045719 | GVR F210 frontier Inlet Filter | EA | #N/A | NA | Delhi |  |  | Semifinished Product - AP
4000045724 | Line Filter - 5500-2026 | EA | #N/A | NA | Delhi |  |  | NA
4000045760 | Bulk impeller cooling water pump | EA | #N/A | NA | Delhi |  |  | Semifinished Product - AP
4000045761 | Mechanical Seal-CVS heat exchanger | EA | #N/A | NA | Delhi |  |  | Semifinished Product - AP
4000045762 | Mechanical Seal-DM water | EA | #N/A | NA | Delhi |  |  | Semifinished Product - AP
4000045883 | HDD VME Cheetah15.5K,73GB-Make:SEAGATE | EA | #N/A | NA | Delhi |  |  | NA
4000045903 | NITROGEN Cylinder XL-RADE(47 LTR.) | EA | #N/A | NA | Delhi |  |  | Semifinished Product - AP
4000045909 | Contactor,110V,60A,(3RT2025-1AG20) | EA | #N/A | NA | Delhi |  |  | Semifinished Product - AP
4000045930 | Terminal Plate,(Motor 2.2 KW) | EA | #N/A | NA | Delhi |  |  | Semifinished Product - AP
4000045931 | Terminal Plate,(Motor 1.1 KW) | EA | #N/A | NA | Delhi |  |  | Semifinished Product - AP
4000045932 | Ethernet Switch,(5 Port 24 VDC) | EA | #N/A | NA | Delhi |  |  | Semifinished Product - AP
4000046568 | CONTROLLER,TC20A | EA | #N/A | NA | Delhi |  |  | Semifinished Product - AP
4000005222 | Junction Box(Optional) | EA | #N/A | NA | Delhi |  |  | Finished Product - AP
4000005243 | Poll Post | EA | #N/A | NA | Delhi |  |  | NA
4000043545 | LOCALIZATION DYNO 2WD | EA | 1 | NA | Delhi |  |  | Finished Product - AP
4000044722 | Safety Guard with wings | EA | 2 | NA | Delhi |  |  | Raw Material - AP
4000045009 | ENDA ENCL 1790 x 800 x 600 HB | EA | #N/A | NA | Delhi |  |  | NA
3011007512 | BOLT.SOCKET-HEAD | EA | #N/A | JISB1176 M4X55(SUS304) | Delhi |  |  | NA
3011028591 | SWITCH, PRESSURE | EA | 1 | FC-20-NZ-R1/8 (90KPA) | Delhi |  |  | NA
3011030872 | DIAPHRAGM | EA | #N/A | HTP-302 | Delhi |  |  | NA
3011036309 | HEPA FILTER | EA | 1 | ATMC-50-P-DT DOUBLE PACKING | Delhi |  |  | Raw Material - AP
3011036312 | FILTER | EA | #N/A | DM65-610 OUT PACKING | Delhi |  |  | Raw Material - AP
3011038242 | VANE | EA | #N/A | FOR DSB-451 | Delhi |  |  | Raw Material - AP
3011038248 | GASKET | EA | #N/A | FOR DSB-451 | Delhi |  |  | Raw Material - AP
3030054803 | BOLT, SOCKET-HEAD | EA | #N/A | JISB1176 M 3X 35(SUS304) | Delhi |  |  | NA
3100113217 | HF HOLDER | EA | #N/A | MEXA-6000FT/HF-11 NO.86R | Delhi |  |  | NA
3100194431 | CIRCUIT BREAKER(ELB) | EA | #N/A | EX-225(200-415V3P150A)30MA ENGLISH | Delhi |  |  | NA
3200082158 | DIAPHRAGM | EA | #N/A | FOR HTP-20, HTP-717, 1 SET | Delhi |  |  | NA
3200082159 | VALVE ASSY. | EA | #N/A | FOR HTP-20/717, BALL, SPRING 1 PC EACH | Delhi |  |  | NA
3200082508 | PACKING, COOLER | EA | #N/A | CR 3T | Delhi |  |  | Semifinished Product - AP
3200134690 | NOZZLE | EA | 1 | MEXA-7000/OVN, CO ALLOY | Delhi |  |  | NA
3200237213 | RECORDING PAPER | EA | #N/A | 10 ROLLS, CHAM-1000 ACCESSORIES | Delhi |  |  | NA
3200448755 | SILENCER | EA | #N/A | AN40-04 | Delhi |  |  | Raw Material - AP
3200544191 | BAG | EA | #N/A | CVS-BAG90L-K-V0-2 1PC | Delhi |  |  | NA
4000046468 | PTFE Tubing 04/06 mm | M | #N/A | NA | Delhi |  |  | NA
4000046540 | Cable tray Material TML | EA | #N/A | NA | Delhi |  |  | Raw Material - AP
4000046541 | Supply Of SMPS S8FS-G15015CD | EA | #N/A | NA | Delhi |  |  | NA
1300063839 | CAN Gateway CAN @ net II / Generic NH | EA | #N/A | NA | Delhi |  |  | NA
4000043692 | CVS Piping TML Lab 4 & 5 | EA | #N/A | NA | Delhi |  |  | Semifinished Product - AP
4000044933 | V-Belt? SPZ2030 | EA | 3 | NA | Delhi |  |  | Semifinished Product - AP
4000047030 | Slingset make lashing with belt 5 m | EA | #N/A | NA | Delhi |  |  | Raw Material - AP
4000047063 | Chiller Header RTD Sensor | EA | 2 | NA | Delhi |  |  | Semifinished Product - AP
1300063991 | Test weight 30278730 50mg R NH | EA | #N/A | NA | Delhi |  |  | Raw Material - EMEA
1300063992 | Test weight 30278731 R100mg NH | EA | #N/A | NA | Delhi |  |  | Raw Material - EMEA
30010390 | Transient Dynamometer | EA | #N/A | NA | Delhi |  |  | Demo Equipment - AP
3904000173 | SS-10M0-2-4 , SS Male Elbow | EA | #N/A | NA | Delhi |  |  | Finished Product - AP
4000007151 | Hyundai VTC SS pipes and fittings | EA | #N/A | NA | Delhi |  |  | Finished Product - AP
4000009609 | Tyre Cooling System TML | EA | #N/A | NA | Delhi |  |  | Finished Product - AP
4000044918 | V-Belt SPZ1180 | EA | 10 | NA | Delhi |  |  | Semifinished Product - AP
4000044919 | V-Belt SPZ1140 | EA | #N/A | NA | Delhi |  |  | Semifinished Product - AP
4000044930 | V-Belt SPZ1000 | EA | #N/A | NA | Delhi |  |  | Semifinished Product - AP
4000044931 | V-Belt SPZ1500 | EA | #N/A | NA | Delhi |  |  | Semifinished Product - AP
4000044932 | V-Belt SPZ1850 | EA | #N/A | NA | Delhi |  |  | Semifinished Product - AP
4000044934 | V-Belt 3V280 | EA | #N/A | NA | Delhi |  |  | Semifinished Product - AP
4000044935 | V-Belt SPZ900 | EA | #N/A | NA | Delhi |  |  | Semifinished Product - AP
4000044936 | V-Belt B116 | EA | #N/A | NA | Delhi |  |  | Semifinished Product - AP
4000044937 | V-Belt A20 | EA | #N/A | NA | Delhi |  |  | Semifinished Product - AP
4000044938 | V-Belt A23 | EA | #N/A | NA | Delhi |  |  | Semifinished Product - AP
4000044939 | V-Belt A29 | EA | #N/A | NA | Delhi |  |  | Semifinished Product - AP
4000044940 | V-Belt SPA1180 | EA | #N/A | NA | Delhi |  |  | Semifinished Product - AP
4000044941 | V-Belt SPZ1737 | EA | #N/A | NA | Delhi |  |  | Semifinished Product - AP
4000044943 | V-Belt SPZ1600 | EA | #N/A | NA | Delhi |  |  | Semifinished Product - AP
4000044944 | V- Belt SPZ1787 | EA | #N/A | NA | Delhi |  |  | Semifinished Product - AP
4000044945 | GlobeValve-H2020X-S,DN20,KVS-4.4,CV-5.10 | EA | #N/A | NA | Delhi |  |  | Semifinished Product - AP
4000044946 | Differential Prs Switch | EA | #N/A | NA | Delhi |  |  | Semifinished Product - AP
4000044947 | Resistance Bulb | EA | #N/A | NA | Delhi |  |  | Semifinished Product - AP
4000045033 | Pre filter-PFP/EU4/SI/AL/BO/585-610-50 | EA | #N/A | NA | Delhi |  |  | Semifinished Product - AP
4000045034 | Pre Filter-PFP/EU4/SI/AL/BO/585-305-50 | EA | #N/A | NA | Delhi |  |  | Semifinished Product - AP
4000045035 | Pre Filter-PFP/EU4/SI/AL/BO/610-610-50 | EA | #N/A | NA | Delhi |  |  | Semifinished Product - AP
4000045037 | Bag Filter -BFP/EU7/SI/AL/FL/610-610-305 | EA | #N/A | NA | Delhi |  |  | Semifinished Product - AP
4000045690 | Contactor and Relays(As per annexure) | EA | #N/A | NA | Delhi |  |  | Semifinished Product - AP
4000045692 | Switches/Limit Switches(As per annexure) | EA | #N/A | NA | Delhi |  |  | Semifinished Product - AP
4000045693 | Fuses(As per annexure) | EA | #N/A | NA | Delhi |  |  | Semifinished Product - AP
4000045695 | Valves and Fittings(As per annexure) | EA | #N/A | NA | Delhi |  |  | Semifinished Product - AP
4000045711 | Surge Arrester 3RT2916-1EH00 | EA | #N/A | NA | Delhi |  |  | Semifinished Product - AP
4000045784 | Electric Panel Filter 8 INCH | EA | #N/A | NA | Delhi |  |  | Semifinished Product - AP
4000045839 | Sant Y - Strainer (125 FWL) | EA | #N/A | NA | Delhi |  |  | Semifinished Product - AP
4000046695 | HOSE PIPE 1".16.5 MPA, | EA | #N/A | NA | Delhi |  |  | Semifinished Product - AP
4000047015 | OH Kit M7200 XUR3FN3S | EA | #N/A | NA | Delhi |  |  | Finished Product - AP
4000047043 | Patlite LR7 102 W JNW-R without buzzer | EA | #N/A | NA | Delhi |  |  | Semifinished Product - AP
4000047177 | Shaft For BSB 400 HI | EA | 1 | NA | Delhi |  |  | Semifinished Product - AP
3011040052 | NEEDLE VALVE | EA | #N/A | NA | Delhi |  |  | Raw Material - AP
3014010898 | PRINTED BOARD ASSY. | EA | #N/A | NA | Delhi |  |  | Semifinished Product - AP
4000005124 | EATON UPS 1KVA 9310I1000R-XL2U | EA | 1 | NA | Delhi |  |  | Finished Product - AP
4000009561 | BID LAB XONE PC UPS - APC 1500 | EA | #N/A | NA | Delhi |  |  | Finished Product - AP
4000010234 | UTFob6 | EA | #N/A | NA | Delhi |  |  | Finished Product - AP
4000010235 | UT48 DCCT | EA | #N/A | NA | Delhi |  |  | Finished Product - AP
4000010236 | UT98 PCB | EA | #N/A | NA | Delhi |  |  | Finished Product - AP
4000043364 | Step Up Transformer - 884 KVA | EA | #N/A | NA | Delhi |  |  | Semifinished Product - AP
4000043725 | Cluster Server Hardware - ARAI project | EA | #N/A | NA | Delhi |  |  | Semifinished Product - AP
4000043742 | HF Stand- Cummins | EA | #N/A | NA | Delhi |  |  | Semifinished Product - AP
4000043822 | Multicore Lapp Cable 1.5sqmm | M | #N/A | NA | Delhi |  |  | Finished Product - AP
4000043823 | Unitronic Lapp Cable | M | #N/A | NA | Delhi |  |  | Finished Product - AP
4000044019 | Monitor 24''LCD-DELL-(P2419H) | EA | #N/A | NA | Delhi |  |  | Semifinished Product - AP
4000044925 | Battery, 12V,7AH (CS7-12) | EA | #N/A | NA | Delhi |  |  | Semifinished Product - AP
4000045020 | Coversheet Centric (Drg no 1000084175) | EA | #N/A | NA | Delhi |  |  | Raw Material - AP
4000045021 | LID cover (Drg no 1000075714) | EA | #N/A | NA | Delhi |  |  | Raw Material - AP
4000045797 | Copper Ring type lug | EA | 190 | NA | Delhi |  |  | Semifinished Product - AP
4000046694 | Thyristor Fuse - FWP- 50 A 14 Fa | EA | #N/A | NA | Delhi |  |  | Semifinished Product - AP
4000047634 | Electrical Cabinet Filter | EA | #N/A | NA | Delhi |  |  | Semifinished Product - AP
4000047635 | Compensation Wire - Green Colour | EA | #N/A | NA | Delhi |  |  | Semifinished Product - AP
4000047636 | SE-B2 protection module Bitzer | EA | #N/A | NA | Delhi |  |  | Semifinished Product - AP
1000095188 | Grease Mobil Unirex S 2 (1kg) | EA | #N/A | NA | Delhi |  |  | Semifinished Product EMEA
1300068990 | 0038010010 Air filter Medas 5012 | EA | #N/A | NA | Delhi |  |  | Raw Material - EMEA
1300068992 | 0038020010 Oil filter ls923 | EA | 1 | NA | Delhi |  |  | Raw Material - EMEA
1300068995 | 0038040010 Air filter regulator 1/2" | EA | #N/A | NA | Delhi |  |  | Raw Material - EMEA
1300069060 | 0060010010 Glycol coolant at 30% - Temp. | EA | 1 | NA | Delhi |  |  | Raw Material - EMEA
3011032261 | BLIND LID | EA | #N/A | MV-9 SUS PACKING(866184-00-0) | Delhi |  |  | Raw Material - AP
3030049432 | O-RING, P7 | EA | 4 | B2401 P7 FPM | Delhi |  |  | Raw Material - AP
3200510837 | PACKING | EA | 1 | CVS-ONE/RMT | Delhi |  |  | Semifinished Product - AP
3200513522 | PACKING | EA | 2 | CVS-ONE/RMT | Delhi |  |  | Semifinished Product - AP
3200544188 | FILTER | EA | 1 | FF-150N05-10 500X500XT25 1PC | Delhi |  |  | Finished Product - AP
3200839867 | AIR FILTER | EA | 1 | EML-36-65Z(FD0-43673) 500X500X68 | Delhi |  |  | Raw Material - AP
4000045080 | WD40 | EA | #N/A | NA | Delhi |  |  | Semifinished Product - AP
4000045691 | Power Supply(As per annexure) | EA | #N/A | NA | Delhi |  |  | Semifinished Product - AP
3012160529 | FLOW METER | EA | #N/A | NA | Delhi |  |  | Semifinished Product - AP
3200086983 | PRINTED BOARD UNIT | EA | 1 | NA | Delhi |  |  | Semifinished Product - AP
4000046641 | Timing belt-DR Model -CCR-300 1800CFM | EA | 2 | NA | Delhi |  |  | Semifinished Product - AP
4000047156 | HRC fuse 2A (SIZE-10 X38MM) | EA | 8 | NA | Delhi |  |  | Semifinished Product - AP
3030053307 | O-RING, G | EA | #N/A | NA | Delhi |  |  | Semifinished Product - AP
3200788362 | PRINTED BOARD UNIT | EA | #N/A | MPA-PRE-01A | Delhi |  |  | Semifinished Product - AP
4000008587 | Tools for machining & Torque Wrenches | EA | 1 | NA | Delhi |  |  | Semifinished Product - AP
4000047652 | BAG FILTER_ 592X592X600/8 | EA | #N/A | NA | Delhi |  |  | Semifinished Product - AP
4000008636 | Grease SKF LGHP2 | KG | #N/A | NA | Delhi |  |  | Semifinished Product - AP
4000008642 | Fan Bearing FAN MODEL -BDB-225CM | EA | #N/A | NA | Delhi |  |  | Semifinished Product - AP
4000044832 | Air Booster-seal kit(KT-VBA40A-1) | EA | #N/A | NA | Delhi |  |  | Semifinished Product - AP
4000049110 | OH Kits for BEMLGPA0184051 | EA | #N/A | NA | Delhi |  |  | Semifinished Product - AP
4000049112 | OH Kits for BEMLGPA0184052 | EA | #N/A | NA | Delhi |  |  | Semifinished Product - AP
4000050079 | Directional Seated Valve,MAKE-HAWE | EA | #N/A | NA | Delhi |  |  | Semifinished Product - AP
4000051218 | Special Stand | EA | #N/A | NA | Delhi |  |  | Semifinished Product - AP
4000051225 | Drain Pump for MSIL | EA | 5 | NA | Delhi |  |  | Semifinished Product - AP
4000051930 | Drain pump, Steam Unit Model -UR080HL003 | EA | 2 | NA | Delhi |  |  | Semifinished Product - AP
4000051942 | Fan Shaft-BSB400HID30C | EA | #N/A | NA | Delhi |  |  | Semifinished Product - AP
4000051943 | Bearing cooling fan-BSB400HID30CW360 | EA | #N/A | NA | Delhi |  |  | Semifinished Product - AP
4000051944 | Bearing set-BSB400HID30CW360 | EA | #N/A | NA | Delhi |  |  | Semifinished Product - AP
4000051945 | Bearing set-BSB355HID30CW360 | EA | #N/A | NA | Delhi |  |  | Semifinished Product - AP
4000051947 | Fan pully with taper lock ,with grab scr | EA | #N/A | NA | Delhi |  |  | Semifinished Product - AP
4000051950 | External circlip, for shaft dia -25mm | EA | #N/A | NA | Delhi |  |  | Semifinished Product - AP
4000051951 | IMPELLER COPPER STRIP-BSB400HID30CW360 | EA | #N/A | NA | Delhi |  |  | Semifinished Product - AP
4000051957 | Compact Ied Indicating Iamps WHITE | EA | #N/A | NA | Delhi |  |  | Semifinished Product - AP
4000052010 | Pvc strt female inner fitting 1 1/4" | EA | #N/A | NA | Delhi |  |  | Semifinished Product - AP
4000052012 | MPCB,10A, MMP-T32LF,MITSUBISHI | EA | #N/A | NA | Delhi |  |  | Semifinished Product - AP
4000052014 | Y- Strainer 65mm Sanit | EA | #N/A | NA | Delhi |  |  | Semifinished Product - AP
4000052015 | Float valve,3/4 inch, Brass, Saint | EA | #N/A | NA | Delhi |  |  | Semifinished Product - AP
4000052016 | Gate valve,1",25SBM , Saint | EA | #N/A | NA | Delhi |  |  | Semifinished Product - AP
4000052022 | EXHAUST FAN REC-1725AL | EA | #N/A | NA | Delhi |  |  | Semifinished Product - AP
4000052023 | SILICON SEALENT | EA | #N/A | NA | Delhi |  |  | Semifinished Product - AP
4000052030 | Terminal plate Sr.No.- 3G3J1648880043 | EA | #N/A | NA | Delhi |  |  | Semifinished Product - AP
4000052034 | HOSE CLAMP 1-1/4 INCH | EA | #N/A | NA | Delhi |  |  | Semifinished Product - AP
4000052035 | HOSE CLAMP 1 INCH | EA | #N/A | NA | Delhi |  |  | Semifinished Product - AP
4000052036 | External tooth lock Washer,M6 | EA | #N/A | NA | Delhi |  |  | Semifinished Product - AP
4000052037 | External tooth lock Washer,M8 | EA | #N/A | NA | Delhi |  |  | Semifinished Product - AP
4000052038 | External tooth lock Washer,M10 | EA | #N/A | NA | Delhi |  |  | Semifinished Product - AP
4000052039 | External tooth lock Washer,M12 | EA | #N/A | NA | Delhi |  |  | Semifinished Product - AP
4000052054 | HRC FUSE 2A SIZE-10 X38MM | EA | 12 | NA | Delhi |  |  | Semifinished Product - AP
4000053428 | Pressure Gauge ½” End H - Guru | EA | 1 | NA | Delhi |  |  | Semifinished Product - AP
4000053537 | Fuse UL/CSA 550A 1250V | EA | #N/A | NA | Delhi |  |  | Semifinished Product - AP
4000053539 | Fuse UL/CSA 450 AaR 1250V | EA | #N/A | NA | Delhi |  |  | Semifinished Product - AP
4000053739 | Electro pneumatic Actuator ON/OFF Stat | EA | #N/A | NA | Delhi |  |  | Semifinished Product - AP
4000054421 | RUBBER STEAM HOSE, 40 MM 1312367AXX | EA | #N/A | NA | Delhi |  |  | Semifinished Product - AP
4000054422 | KIT COLUMN EXHAUST FOR UR020*2...UR080*2 | EA | #N/A | NA | Delhi |  |  | Semifinished Product - AP
4000054423 | KIT DRAIN TEMPERING VALVE FOR UR020*2… | EA | #N/A | NA | Delhi |  |  | Semifinished Product - AP
4000054424 | FILL VALVE KIT 10L/MIN - SPARE Parts | EA | #N/A | NA | Delhi |  |  | Semifinished Product - AP
4000054425 | KIT CONTACTOR 30KW 24V 50/60HZ | EA | #N/A | NA | Delhi |  |  | Semifinished Product - AP
4000054426 | KIT PTC PROBE UR020*2...UR080*2 | EA | #N/A | NA | Delhi |  |  | Semifinished Product - AP
4000054427 | KIT NTC PROBE - SPARE PARTS URKNTC0000SP | EA | #N/A | NA | Delhi |  |  | Semifinished Product - AP
4000054428 | KIT ANTI-FOAMING SYSTEMURKFS00000SP | EA | #N/A | NA | Delhi |  |  | Semifinished Product - AP
4000054429 | KIT INCOLOY HEATER FOR UR027 K-L;UR053 L | EA | #N/A | NA | Delhi |  |  | Semifinished Product - AP
4000054430 | KIT INTERNAL PIPE KIT FOR URKT002XXL | EA | #N/A | NA | Delhi |  |  | Semifinished Product - AP
4000054469 | WATER LEVEL SENSOR FOR HEAURKSL00004SP | EA | #N/A | NA | Delhi |  |  | Semifinished Product - AP
4000054470 | KIT THERMOPROTECTOR SSR URKKL20000 | EA | #N/A | NA | Delhi |  |  | Semifinished Product - AP
4000054471 | KIT RELE' 24VAC FOR HEATERSTEAM URKREL24 | EA | #N/A | NA | Delhi |  |  | Semifinished Product - AP
4000054473 | Bearing Set FAN MODEL -BWD-400 | EA | #N/A | NA | Delhi |  |  | Semifinished Product - AP
4000054474 | BEARING SET FAN MODEL -BDB225 | EA | #N/A | NA | Delhi |  |  | Semifinished Product - AP
4000054475 | Bearing cooling fan BSB355HID30CW360 | EA | #N/A | NA | Delhi |  |  | Semifinished Product - AP
4000054476 | Bearing set FAN MODEL-BSB 450UMD35CCW360 | EA | #N/A | NA | Delhi |  |  | Semifinished Product - AP
4000054477 | Bearing setFAN MODEL- BSB 560UMD40CCW360 | EA | #N/A | NA | Delhi |  |  | Semifinished Product - AP
4000054478 | Bearing setFAN MODDL-BSB250UMD20CCW360 | EA | #N/A | NA | Delhi |  |  | Semifinished Product - AP
4000054599 | Fine Filter,Flange Type FPP/EU7/S1/AL/3 | EA | #N/A | NA | Delhi |  |  | Semifinished Product - AP
4000054601 | Globe Valve H2020X-S,DN20KVS-4.4,CV-5.1 | EA | #N/A | NA | Delhi |  |  | Semifinished Product - AP
4000054602 | MOTOR DAMPER ACTUATOR NFA S2 | EA | #N/A | NA | Delhi |  |  | Semifinished Product - AP
4000054603 | MOTORIZED ACTUATOR NV-24A-SR-TPC | EA | #N/A | NA | Delhi |  |  | Semifinished Product - AP
4000054604 | COMP OIL FILTER SM02069360000/M33211520 | EA | #N/A | NA | Delhi |  |  | Semifinished Product - AP
4000054606 | Drier Filter CoreHTG-A96110-901/C021690 | EA | #N/A | NA | Delhi |  |  | Semifinished Product - AP
4000054609 | Mechanical Seal CR1-4 A-FCJ-A-E-HQQE | EA | #N/A | NA | Delhi |  |  | Semifinished Product - AP
4000054610 | Mechanical Seal 45no NB 80-315/302 A-F2 | EA | #N/A | NA | Delhi |  |  | Semifinished Product - AP
4000054620 | Fine Filter,Flange Type FFMP/EU7/S5/AL/ | EA | #N/A | NA | Delhi |  |  | Semifinished Product - AP
4000054803 | Mushroom Actuator (40 mm ø)Red3SB50000U | EA | #N/A | NA | Delhi |  |  | Semifinished Product - AP
4000054804 | Push Buttons, black 3SB50000AB01 | EA | 18 | NA | Delhi |  |  | Semifinished Product - AP
4000054805 | Humidity & Temp Transmitter HMS112 | EA | #N/A | NA | Delhi |  |  | Semifinished Product - AP
4000054808 | PNOZ m1p base unit 773100 | EA | #N/A | NA | Delhi |  |  | Semifinished Product - AP
4000054811 | Power Contactor 9A,24VAC,1NO3RT20161AB01 | EA | #N/A | NA | Delhi |  |  | Semifinished Product - AP
4000054812 | Power Contactor12A,24V,DC3RT20171BB41 | EA | #N/A | NA | Delhi |  |  | Semifinished Product - AP
4000054813 | HRC Fuse 3NA3140,3NA71400RC | EA | #N/A | NA | Delhi |  |  | Semifinished Product - AP
4000054814 | Power Contactor7A,1NO,24V,DC3RT20151BB41 | EA | #N/A | NA | Delhi |  |  | Semifinished Product - AP
4000054943 | Spider & coupling | EA | #N/A | NA | Delhi |  |  | Semifinished Product - AP
4000054944 | KL3314 Analog input terminal,4 analog in | EA | 2 | NA | Delhi |  |  | Semifinished Product - AP
4000054945 | Contactor3RT2046-1NB30 | EA | #N/A | NA | Delhi |  |  | Semifinished Product - AP
4000054946 | Power Circuit Breaker 3RV2011-1KA10 | EA | #N/A | NA | Delhi |  |  | Semifinished Product - AP
4000055051 | QUINT4-PS/1AC/5DC/5/PT2904595 | EA | #N/A | NA | Delhi |  |  | Semifinished Product - AP
4000055055 | (Seagate) External Hard Disck 2TB | EA | #N/A | NA | Delhi |  |  | Semifinished Product - AP
4000055056 | DD Cheetah 15K.5 - ST373455 LW Seagate | EA | #N/A | NA | Delhi |  |  | Semifinished Product - AP
4000055057 | APC Power-Saving Back-UPS Pro 1500 | EA | #N/A | NA | Delhi |  |  | Semifinished Product - AP
4000055058 | EXIDE BATTERY 26AH 12V | EA | #N/A | NA | Delhi |  |  | Semifinished Product - AP
4000055073 | Water flow switch WFS6000 | EA | #N/A | NA | Delhi |  |  | Semifinished Product - AP
4000055074 | PVC Elbow, 1 1/4" | EA | #N/A | NA | Delhi |  |  | Semifinished Product - AP
4000055075 | HOSE CLAMP 1/2 inch | EA | 10 | NA | Delhi |  |  | Semifinished Product - AP
4000055076 | M8 X55 HEX bolt with nut & washer,A2,70 | EA | #N/A | NA | Delhi |  |  | Semifinished Product - AP
4000055077 | V Belt SPZ1420 | EA | #N/A | NA | Delhi |  |  | Semifinished Product - AP
4000055078 | V Belt SPZ1500 | EA | #N/A | NA | Delhi |  |  | Semifinished Product - AP
4000055079 | V Belt SPZ900 | EA | #N/A | NA | Delhi |  |  | Semifinished Product - AP
4000055082 | RUBBER SLIVE HOSE CLAMP 150 MM DIA | EA | #N/A | NA | Delhi |  |  | Semifinished Product - AP
4000055092 | Float Valve 1/2'' Saint | EA | #N/A | NA | Delhi |  |  | Semifinished Product - AP
4000055095 | Copper Ring type lug with 2.5aq | EA | #N/A | NA | Delhi |  |  | Semifinished Product - AP
4000055096 | GLASS FUSE ,6A | EA | #N/A | NA | Delhi |  |  | Semifinished Product - AP
4000055114 | Wet System Filter MLF119 Main Filter | EA | #N/A | NA | Delhi |  |  | Semifinished Product - AP
4000055115 | Shut open Release,make-ABB 2000Amp | EA | #N/A | NA | Delhi |  |  | Semifinished Product - AP
4000055116 | Shut Close Release,make-ABB 2000Amp | EA | #N/A | NA | Delhi |  |  | Semifinished Product - AP
4000055117 | Under Voltage Release,Rating- 2000Amp | EA | #N/A | NA | Delhi |  |  | Semifinished Product - AP
4000055171 | CONDUCTIVITY METER KIT FOR UEX - | EA | #N/A | NA | Delhi |  |  | Semifinished Product - AP
3011035723 | REGULATOR | EA | 1 | NA | Delhi |  |  | Semifinished Product - AP
3012083708 | MPA CELL-2 | EA | 1 | NA | Delhi |  |  | Semifinished Product - AP
3014086185 | MPA-DET ASSY. | EA | #N/A | NA | Delhi |  |  | Semifinished Product - AP
3200909540 | INVERTER BOARD | EA | 1 | NA | Delhi |  |  | Semifinished Product - AP
4000046640 | PROCESS INLET FILTER,540X540X50 | EA | 2 | NA | Delhi |  |  | Semifinished Product - AP
4000049153 | DO, 24V DC, 0.5 A, 4 Ch,750-504, Wago | EA | 1 | NA | Delhi |  |  | Semifinished Product - AP
4000053427 | Teflon Seal (FUEL Line ) | EA | 20 | NA | Delhi |  |  | Semifinished Product - AP
4000054608 | Process Filter (610x610x75)CCR-300 -CFM | EA | 2 | NA | Delhi |  |  | Semifinished Product - AP
4000055971 | 00685-0 Kvaser Leaf Light HS v2 | EA | #N/A | NA | Delhi |  |  | Semifinished Product - AP
4000055972 | 00723-9 OBDII Dsub9 adapter cable 2,5 | EA | #N/A | NA | Delhi |  |  | Semifinished Product - AP
4000055973 | 00348-4 OBDII extension cable 10 meter | EA | #N/A | NA | Delhi |  |  | Semifinished Product - AP
3200840226 | FILTER ELEMENT | EA | #N/A | MEXA/DF-04GA 25PCS/BOX | Delhi |  |  | Semifinished Product - AP
3011018207 | CHECK VALVE | EA | 1 | SS-4CPA2RT-3 | Delhi |  |  | Semifinished Product - AP
3012123317 | JOINT 1 | EA | 10 | FKM DIA4.3/DIA9X30L | Delhi |  |  | Semifinished Product - AP
3012130566 | 3-WAY JOINT | EA | 5 | 6D-3D-6D FPM | Delhi |  |  | Semifinished Product - AP
3200044017 | SILICAGEL | EA | 35 | SILICAGEL H 500G | Delhi |  |  | Semifinished Product - AP
3200059235 | MEXA-1300M | EA | #N/A | MEXA-1300M | Delhi |  |  | Semifinished Product - AP
3200206426 | SOLENOID VALVE | EA | 5 | VDW23-5G-2-A-X380 | Delhi |  |  | Semifinished Product - AP
3200347022 | DC FAN (W/CONNECTOR) | EA | 10 | DC FAN 60 W/CONNECTOR | Delhi |  |  | Semifinished Product - AP
3200486835 | DC FAN | EA | 10 | 109P0624H601 | Delhi |  |  | Semifinished Product - AP
3200696099 | Non-RoHS_Unjudgmnt_MEXA-7000 Mod | EA | #N/A | Non-RoHS_Unjudgmnt_MEXA-7000 Modificatio | Delhi |  |  | Semifinished Product - AP
3200808417 | MASS FLOW CONTROLLER | EA | 1 | SEC-E50,4208,20LM,4PT,,AIR, | Delhi |  |  | Semifinished Product - AP
3904000319 | TOWER LAMP - LED - 24VDC (SMC-1T-1-A-B) | EA | 2 | NA | Delhi |  |  | Semifinished Product - AP
4000045060 | Electronic choke 11W | EA | #N/A | Na | Delhi |  |  | Semifinished Product - AP
4000046617 | Reactivation Filter,(350x350x75) | EA | #N/A | NA | Delhi |  |  | Semifinished Product - AP
4000046618 | Process Filter,(610x610x75) | EA | #N/A | NA | Delhi |  |  | Semifinished Product - AP
4000049142 | Pressure Sensor UNIK5000 | EA | #N/A | NA | Delhi |  |  | Semifinished Product - AP
4000051936 | COMPRESSOR WITH COMPLETE KCE444HAG | EA | #N/A | NA | Delhi |  |  | Raw Material - AP
4000051937 | Cooling fan capacitior 2uf | EA | #N/A | NA | Delhi |  |  | Raw Material - AP
4000051938 | Compresser cooling fan capacitior 3 uf | EA | #N/A | NA | Delhi |  |  | Raw Material - AP
4000051939 | Compresser running capacitor ,10uf | EA | #N/A | NA | Delhi |  |  | Raw Material - AP
4000051940 | Compresser running capacitor ,6uf | EA | #N/A | NA | Delhi |  |  | Raw Material - AP
4000051941 | Compressor motor start capacitor 40-60 u | EA | #N/A | NA | Delhi |  |  | Raw Material - AP
4000051955 | Compact led Indicating lamps Yellow | EA | #N/A | NA | Delhi |  |  | Raw Material - AP
4000052029 | 5W, LED lamp | EA | #N/A | NA | Delhi |  |  | Raw Material - AP
4000052053 | Colin | EA | #N/A | NA | Delhi |  |  | Raw Material - AP
4000053604 | Piping fitting Supply & Install & Work | EA | #N/A | NA | Delhi |  |  | Raw Material - AP
4000054607 | Dew Point Temp HTY7903T4P00 | EA | #N/A | NA | Delhi |  |  | Raw Material - AP
4000055053 | PLC - CPU Q06 UDV BATTERY | EA | 2 | NA | Delhi |  |  | Raw Material - AP
4000055054 | MINIATURE CIRCUIT BREAKERBHW-T10 2P C6 | EA | 1 | NA | Delhi |  |  | Raw Material - AP
4000055094 | SOLENIDE VALVE BBO24DS F7297 | EA | 1 | NA | Delhi |  |  | Raw Material - AP
4000055118 | Lumina Nozzle Fuso Seiki HM-3L | EA | #N/A | NA | Delhi |  |  | Raw Material - AP
4000055119 | Temperature sensor inlet AKF1019207 | EA | #N/A | NA | Delhi |  |  | Raw Material - AP
4000055143 | Gear Oil SAE90 GL4 | EA | #N/A | NA | Delhi |  |  | Raw Material - AP
4000055173 | Coil Cleaner | EA | #N/A | NA | Delhi |  |  | Raw Material - AP
4000055175 | Rotronic Humidity HF532-DB5XX1XX | EA | #N/A | NA | Delhi |  |  | Raw Material - AP
4000056528 | ELECTRONIC CONTROLLER URH00000P3 | EA | #N/A | NA | Delhi |  |  | Raw Material - AP
4000056529 | KIT DRAIN PUMP UR020*2...UR080*2 | EA | #N/A | NA | Delhi |  |  | Raw Material - AP
4000056540 | KIT KLIXON ASSEMBLYURKKL00000SP | EA | #N/A | NA | Delhi |  |  | Raw Material - AP
4000056571 | Fan Pully taper40X15PAX20 TAPE20-1210 | EA | #N/A | NA | Delhi |  |  | Raw Material - AP
4000056575 | Double point Panic Bar | EA | #N/A | NA | Delhi |  |  | Raw Material - AP
4000056799 | V-BELT SPZ -1680 | EA | 4 | NA | Delhi |  |  | Raw Material - AP
4000056810 | V-BELT SPZ-A34 | EA | 4 | NA | Delhi |  |  | Raw Material - AP
4000056811 | External Trim Handle & Spring | EA | #N/A | NA | Delhi |  |  | Raw Material - AP
4000056812 | Floor Mounted Door Stopper | EA | #N/A | NA | Delhi |  |  | Raw Material - AP
4000056813 | Over Load Protection KAT0072H3 | EA | #N/A | NA | Delhi |  |  | Raw Material - AP
4000056949 | 21S (1SVR730885R3300) | EA | #N/A | NA | Delhi |  |  | Raw Material - AP
4000056950 | Copper Ring type lug 16mm2 | EA | #N/A | NA | Delhi |  |  | Raw Material - AP
4000056951 | Copper Pin type Lug 10mm2 | EA | #N/A | NA | Delhi |  |  | Raw Material - AP
4000056971 | Cooling Fan Axial 230V (120MM) | EA | #N/A | NA | Delhi |  |  | Raw Material - AP
4000056973 | ACTIVE CARBON FILTER LFX -D-MINI532776 | EA | #N/A | NA | Delhi |  |  | Raw Material - AP
4000056974 | ACTIVE CARBON FILTERCartge532912 | EA | #N/A | NA | Delhi |  |  | Raw Material - AP
4000057296 | FSH3KW/240V/1PH/Ac/50HZ Length 33.5'' | EA | #N/A | NA | Delhi |  |  | Raw Material - AP
4000057297 | Finned Strip Heater 1 Kw | EA | #N/A | NA | Delhi |  |  | Raw Material - AP
4000057298 | FSH1KW/240V/1PH/AC/50HZ/LENGTH 18'' | EA | #N/A | NA | Delhi |  |  | Raw Material - AP
4000057299 | Printer cartridge77A-CF277A | EA | #N/A | NA | Delhi |  |  | Raw Material - AP
1000005890 | Digital-Tacho HG 16 MD 1024 I Hubner | EA | 2 | NA | Delhi |  |  | Raw Material - EMEA
1000062157 | '@ Dilution Parts | EA | #N/A | NA | Delhi |  |  | Finished Product - EMEA
1300030880 | Converter-Splitter HEAG160A1 MS... HüB | EA | #N/A | NA | Delhi |  |  | Raw Material - EMEA
1300066817 | converter-Splitter HEAG158-P16-042 HÜB | EA | #N/A | NA | Delhi |  |  | Raw Material - EMEA
3011032327 | CHECK VALVE | EA | #N/A | CMV-810-NO1(SUS 10KPA)971048-00-0 | Delhi |  |  | Raw Material - AP
3012126990 | CAPILLARY | EA | #N/A | 0.8X1.5-1000L | Delhi |  |  | Semifinished Product - AP
3012219783 | CELL | EA | #N/A | BE-140 | Delhi |  |  | Semifinished Product - AP
3014060007 | O2 SENSOR ASSY | EA | #N/A | MEXA-554J W/CABLE | Delhi |  |  | Finished Product - AP
3200044395 | OC PACKING | EA | #N/A | FOR OIL CATCHER 10PC MEXA-9000 | Delhi |  |  | Finished Product - AP
3200576443 | LCD | EA | #N/A | AA057QD01--T1 | Delhi |  |  | Raw Material - AP
3200756288 | REGULATOR | EA | #N/A | AW20-02B-1-B | Delhi |  |  | Raw Material - AP
3200774096 | PUMP ASSY (W/CONNECTOR) | EA | #N/A | PUMP W/CONNECTOR (MX-808ST-W-HS) | Delhi |  |  | Semifinished Product - AP
3200774097 | ELECTRIC COOLER ASSY (W/CONNECTOR) | EA | #N/A | ELECTRIC COOLER W/CONNECTOR (GCR-1300R) | Delhi |  |  | Semifinished Product - AP
5105724012 | VENTURI,VENTURI SAO SS 3.5 SCFM AT 36 IN | EA | 1 | NA | Delhi |  |  | Raw Material - US
3011000496 | O-RING, NO.12 | EA | #N/A | W1516 NO.12 FPM | Delhi |  |  | Raw Material - AP
3011027668 | GASKET | EA | #N/A | SS-4-VCR-2 | Delhi |  |  | Raw Material - AP
3011031548 | PUMP | EA | 2 | MV-10MT-B AC100V | Delhi |  |  | Raw Material - AP
3011038247 | GASKET | EA | #N/A | FOR DSB-251 | Delhi |  |  | Raw Material - AP
3012122467 | JOINT, RUBBER | EA | #N/A | VYTON | Delhi |  |  | Semifinished Product - AP
3012123572 | RUBBER JOINT | EA | #N/A | '=001=6D-14D L-TYPE FKM | Delhi |  |  | Semifinished Product - AP
3030054005 | O-RING, S20 | EA | 5 | NOK S20 FPM | Delhi |  |  | Raw Material - AP
3100131010 | PUMP | EA | #N/A | HTP-330A AC230V 50HZ | Delhi |  |  | Raw Material - AP
3100185338 | GASKET | EA | #N/A | MEXA-1000SPCS 17.0X13.0XT1.2 | Delhi |  |  | Semifinished Product - AP
3100185697 | GASKET | EA | #N/A | MEXA-1000SPCS 9.0X5.0XT1.6 | Delhi |  |  | Semifinished Product - AP
3200076182 | O-RING | EA | #N/A | 2501172 FVMQ 1-030 | Delhi |  |  | Raw Material - AP
3200076184 | O-RING | EA | #N/A | 2501569 FVMQ 1-027 | Delhi |  |  | Raw Material - AP
3200137972 | CAP | EA | #N/A | FOR DIA.5 PIPE | Delhi |  |  | Semifinished Product - AP
3200203355 | CARTRIDGE FILTER | EA | #N/A | MCP-HX-C10S | Delhi |  |  | Raw Material - AP
3200458599 | PACKING | EA | 1 | CVS-ONE/ESU | Delhi |  |  | Semifinished Product - AP
3200459583 | PACKING | EA | 1 | CVS-ONE/ESU | Delhi |  |  | Semifinished Product - AP
3200549821 | O-RING | EA | #N/A | 2500021 RING FVMQ 77-240 DUR 70 | Delhi |  |  | Raw Material - AP
3200549824 | O-RING | EA | #N/A | 2501567 RING FVMQ 1-013 DUR 70 | Delhi |  |  | Raw Material - AP
3200549825 | O-RING | EA | #N/A | 2501608 RING FVMQ 1-113 DUR 70 | Delhi |  |  | Raw Material - AP
3200549826 | O-RING | EA | #N/A | 2501594 RING FVMQ 1-014 DUR 70 | Delhi |  |  | Raw Material - AP
3200551744 | O-RING | EA | #N/A | 2501592 RING FVMQ 31-435 DUR 70 BLUE | Delhi |  |  | Raw Material - AP
3200585793 | MESH FILTER | EA | 3 | DIA6.0 SUS316 3500MESH | Delhi |  |  | Semifinished Product - AP
3200626363 | O-RING | EA | #N/A | 2501563 RING FVMQ 1-008 DUR 70 | Delhi |  |  | Raw Material - AP
3200811645 | DIAPHRAGM | EA | #N/A | FOR HTP-3X6P | Delhi |  |  | Raw Material - AP
4000057741 | Rittal Spare Filter mat IP543322700 | EA | #N/A | NA | Delhi |  |  | Raw Material - AP
4000057742 | Rittal Spare Filter mat IP54-3173100 | EA | #N/A | NA | Delhi |  |  | Raw Material - AP
4000057744 | Eaton UPS 9PX3000IRT3U with Batteries | EA | #N/A | NA | Delhi |  |  | Raw Material - AP
3200744292 | PRINTED BOARD INST. | EA | #N/A | SM-DRV-03A (MEXA-1300R) | Delhi |  |  | Semifinished Product - AP
3200760353 | FILTER | EA | #N/A | MEXA-1300R | Delhi |  |  | Semifinished Product - AP
4000056802 | SILICON SEALENT A grade | EA | #N/A | Non-RoHS_Unjudgmnt_MEXA-7000 Mod | Delhi |  |  | Raw Material - AP
4000056808 | V-BELT- SPA -1180 | EA | #N/A | Non-RoHS_Unjudgmnt_MEXA-7000 Mod | Delhi |  |  | Raw Material - AP
4000057976 | ARMAFLEX TAPE 100mm* | EA | #N/A | Non-RoHS_Unjudgmnt_MEXA-7000 Mod | Delhi |  |  | Raw Material - AP
4000057977 | Globe valve, Model No- H3032S-M, DN 32 | EA | #N/A | Non-RoHS_Unjudgmnt_MEXA-7000 Mod | Delhi |  |  | Raw Material - AP
4000057979 | Cable tie 200 mm. | EA | #N/A | Non-RoHS_Unjudgmnt_MEXA-7000 Mod | Delhi |  |  | Raw Material - AP
4000057990 | Rivets (3/8 or 3/10 mm) | EA | #N/A | Non-RoHS_Unjudgmnt_MEXA-7000 Mod | Delhi |  |  | Raw Material - AP
3200000293 | PRINTER UNIT(230V) | EA | 1 | FILTER CAP | Delhi |  | MEXA-584L PRINTER CBM-910II-24RF-230A | Finished Product - AP
3200059279 | MDLT-XXXX | EA | #N/A | JOINT RUBBER | Delhi |  | MDLT-XXXX | Finished Product - AP
3200082156 | FILTER | EA | #N/A | ELEMENT | Delhi |  | AB-03 PS3/4 10MICRON | Raw Material - AP
3200200639 | MASS FLOW CONTROLLER | EA | 1 | SENSOR CABLE | Delhi |  | SEC-E431X,,50LM,4PT,,AIR, | Raw Material - AP
3200454309 | MEXA-ONE-D2-EGR | EA | #N/A | HARNESS | Delhi |  | MEXA-ONE-D2-EGR | Finished Product - AP
3200893273 | Non-RoHS_M7KTransi_Dilute | EA | #N/A | Non-RoHS_Unjudgmnt_MEXA-7000 Mod | Delhi |  | Non-RoHS_M-7k_Transition_Package_Dilute | Finished Product - AP
3010029242 | ISOLATING BUSH | EA | 4 | BS-3-2 (M3) | Delhi |  |  | Raw Material - AP
3011028034 | O-RING | EA | #N/A | JISB2401 P 38 (SI) RED | Delhi |  |  | Raw Material - AP
3011031550 | DIAPHRAGM | EA | #N/A | FOR MV-10MT(CR+TEFLON COATING) | Delhi |  |  | Raw Material - AP
3012345946 | PACKING | EA | 2 | OD9XID4XT3 | Delhi |  |  | Semifinished Product - AP
3030021539 | UNION, HALF | EA | #N/A | PUWH- 8B (SUS316) R1/4X 8D | Delhi |  |  | Raw Material - AP
3100188912 | SOLENOID VALVE | EA | #N/A | SYJ512-5H-M5-F | Delhi |  |  | Raw Material - AP
3200044458 | FILTER ELEMENT | EA | 1 | SUS,SINTERED METAL 5MICRON | Delhi |  |  | Finished Product - AP
3200895058 | MODIFICATION KIT | EA | 1 | OBS-ONE/CC FOR GPS ANTENNA (10 RoHS) | Delhi |  |  | Semifinished Product - AP
4000057738 | Exide 12v 120amp battery | EA | #N/A | NA | Delhi |  |  | Raw Material - AP
4000057739 | Battery Charger 120x2=240AH | EA | #N/A | NA | Delhi |  |  | Raw Material - AP
3200088251 | PRINTED BOARD UNIT | EA | 4 | DRV-01S FOR MEXA-7000 | Delhi |  |  | Semifinished Product - AP
3200177039 | FILTER | EA | #N/A | MEXA-1170NX NO.88RH | Delhi |  |  | Semifinished Product - AP
3200311361 | MAINTENANCE KIT | EA | #N/A | DOP-80S 1SET | Delhi |  |  | Raw Material - AP
3200361226 | FILTER, P8 | EA | #N/A | '=007=P8 FKM NO SUS-NET | Delhi |  |  | Semifinished Product - AP
3200686917 | SOLENOID VALVE | EA | #N/A | V114-5HZ | Delhi |  |  | Raw Material - AP
3200713162 | QUARTZ FILTER | EA | #N/A | QR-100-DIA30 20PCS./SET | Delhi |  |  | Raw Material - AP
1300025713 | SPARC 12V CAN Board V.01 HOR | EA | #N/A | M0209618.01 | Delhi |  |  | Raw Material - EMEA
1300084001 | SPARC 12V wind deflector for iEi CPU | EA | #N/A |  | Delhi |  |  | Raw Material - EMEA
3012099107 | TIP | EA | #N/A | EC SPEC D=22.9 | Delhi |  |  | Semifinished Product - AP
1000074955 | Force Measurement 12,5kN | EA | 1 |  | Delhi |  |  | Semifinished Product EMEA
1000084070 | bearing assembly 03 CD48L | EA | #N/A |  | Delhi |  |  | Semifinished Product EMEA
1300004304 | Pulse generator SHP10.GN03.E1 cable 1m | EA | #N/A |  | Delhi |  |  | Raw Material - EMEA
1300033856 | ESUY earth wire 95mm2, 4571106, LAPP | EA | 10 |  | Delhi |  |  | Raw Material - EMEA
1300062413 | Pin Speed Encoder | EA | #N/A |  | Delhi |  |  | Semifinished Product EMEA
1300064328 | '@ STARS Vehicle Workstation NH | EA | 1 |  | Delhi |  |  | Finished Product - EMEA
1300095077 | Motor_P1 (EMOD) with Blower | EA | #N/A |  | Delhi |  |  | Semifinished Product EMEA
3010019713 | PRESSURE SENSOR | EA | #N/A | TP-6501SI-V-A-106.7KPA :1V | Delhi |  |  | Raw Material - AP
3011002737 | FILTER ELEMENT | EA | 10 | #261(POLYESTER) DIA31 | Delhi |  |  | Raw Material - AP
3012251893 | INSULATION CASE | EA | 2 | CLA GAS SWITCH BLOCK | Delhi |  |  | Semifinished Product - AP
3030049132 | O-RING | EA | 20 | JISB2401 P 35 (FPM) | Delhi |  |  | Raw Material - AP
3200044397 | HF PACKING | EA | 1 | FOR HEATED FILTER 10PC MEXA-9000 | Delhi |  |  | Finished Product - AP
3200680224 | O-RING | EA | 3 | 2501018 RING BUNA 1-018 DUR 70 | Delhi |  |  | Raw Material - AP
3200680225 | O-RING | EA | 3 | 2501902 RING EPDM 1-016 DUR 90 | Delhi |  |  | Raw Material - AP
3200680226 | X RING | EA | 3 | 3795323 BUNA-N DUR 70 | Delhi |  |  | Raw Material - AP
3200680227 | O-RING | EA | 3 | 3795325 RING BUNA 1-235 DUR 70 | Delhi |  |  | Raw Material - AP
3200687738 | WICK | EA | #N/A | 8023 WICK FOR OBS-ONE-PN 10PAC./PC | Delhi |  |  | Finished Product - AP
3200713274 | GASKET FOR WICK | EA | 3 | 3795226 GASKET WICK CARTRIDGE M41 | Delhi |  |  | Raw Material - AP
3200913812 | AIR VALVE | EA | 1 | PDS-6CP-4 NO.20417-00-0 | Delhi |  |  | Raw Material - AP
1300064328 | '@ STARS Vehicle Workstation NH | EA | 1 |  | Delhi |  |  | Finished Product - EMEA
3011000471 | O-RING, P90 | EA | 2 | B2401 P90 FPM | Delhi |  |  | Raw Material - AP
3012184695 | F PACKING | EA | #N/A | CVS JIS 5K 12B(300A) | Delhi |  |  | Semifinished Product - AP
3014098517 | PCB. ASSY. | EA | #N/A | FIA-PRE-01 | Delhi |  |  | Semifinished Product - AP
3100200356 | RELIEF VALVE | EA | #N/A | RLT2D-3 3KPA SUS316 | Delhi |  |  | Raw Material - AP
3200043606 | DUST FILTER | EA | #N/A | MEXA-J | Delhi |  |  | Finished Product - AP
3200188180 | ORIFICE | EA | #N/A | '=014=MEXA-2000SPCS/DIA1.40 | Delhi |  |  | Semifinished Product - AP
3200257869 | GASKET | EA | #N/A | '=007=MEXA-2000SPCS 24.0X20.0XT1.2 | Delhi |  |  | Semifinished Product - AP
3200259209 | HF HOLDER | EA | #N/A | MEXA/OVN | Delhi |  |  | Semifinished Product - AP
3200320732 | JACKET HEATER 1 | EA | #N/A | '=001= L200 D50 AC200V 40W (JW097-01-2) | Delhi |  |  | Semifinished Product - AP
3200455916 | FILTER PACKING 2 | EA | 4 | CVS-ONE/ESU | Delhi |  |  | Semifinished Product - AP
4000055052 | MINI MCR-2-F-UI2902056 | EA | 1 |  | Delhi |  |  | Raw Material - AP
4000055178 | MITSUBISHI HMI BATTERYGT11-50BAT Battry | EA | 1 |  | Delhi |  |  | Raw Material - AP
4000056809 | C35TCCUA22D0 -Controller Azbil | EA | #N/A |  | Delhi |  |  | Raw Material - AP
4000058700 | TC 2,3 & 4 upgrade | EA | #N/A |  | Delhi |  |  | Raw Material - AP
4000058720 | Pump Fuel YS565034 with Adopter | EA | #N/A |  | Delhi |  |  | Raw Material - AP
4000058790 | Pre Filter 592X592X46 | EA | #N/A |  | Delhi |  |  | Raw Material - AP